## Cover Page
ON-RESERVE HOUSING PROGRAM
SECTION 95 (NHA) APPLICATION
NOTE: This form is to be used for projects which are 100% shelter. For
those projects with special purpose or non shelter components use
CMHC 301.
CMHC BUSINESS CENTRE
PROJECT NAME AND LOCATION | [7 empty] | CMHC USE ONLY | [7 empty] | VANCOUVER
[8 empty] | Office Code |  |  |  |  | Sub. alloc. yr. |  |  |  | Ser. comm. no |  |  | Sec 95 Account No.
Any First Nation
| 2008/2009 | [11 empty] | 2 | 0 | 0
| 17 Unit Project | [8 empty] | Geo. Location Code | [6 empty] | Fed Const. |  |  | Cross Ref. Account No. Sec.
[10 empty] | prov. |  | co. |  | mun.
[8 empty] | Date Received | [5 empty] | Sec 76 Approved to Date | [5 empty] | Cross Ref. Account No. Sec.
[8 empty] | Y | Y | M | M | D | D
UNIT MAKE UP
APPLICANT NAME AND MAILING ADDRESS | [7 empty] | N |  | UNIT |  |  | UNIT AREA |  |  |  | NO. OF UNITS |  |  |  | MUP |  |  | TOTAL MUP
| Any First Nation # 220 | [6 empty] | OR |  | TYPE |  |  |  | IN |  |  | OR BEDS |  |  |  | PER UNIT |  |  | UNIT TYPE
| General Delivery | [6 empty] | E | [5 empty] | M | ² |  |  | (1) |  |  | (2) |  |  |  | (1 x 2)
| By a Lake | [6 empty] | N | 3 bed Bungalow |  |  |  |  | 864 ft2 |  |  |  | 9
| 0J0 0K0 | [6 empty] | E | 2 bed Bungalow |  |  |  |  | various |  |  |  | 3
[8 empty] | E | 3 bed Bungalow |  |  |  |  | various |  |  |  | 4
[8 empty] | E | 5 bed Bungalow |  |  |  |  | 1200 |  |  |  | 1
CLIENT TYPE
| x | Family |  | ¨ | Senior Citizens
| ¨ | Non Elderly Singles
PROJECT TYPE
| x | New Construction |  | ¨ | Non residential conversion
| x | Rehabilitation |  | ¨ | Residential Conversion | [7 empty] | TOTAL UNITS | [7 empty] | TOTAL
|  |  |  | ¨ | Acquisition | [7 empty] | AND/OR BEDS | [7 empty] | MUP
17
ATTACHMENTS | [7 empty] | DWELLING TYPE | [8 empty] | FINANCING
| x | Consultsnt contracts |  | x | Development schedule |  |  |  | x | Single | [6 empty] | Lender: |  | CMHC Direct Lending
| o | Acquisition contracts |  | x | H/C cost breakdown |  |  |  | ¨ | Semi-detached | [6 empty] | Loan Amount: |  |  | $ |  | 1305188
| x | Site plan, prelim design |  | x | Client selection criteria |  |  |  | ¨ | Row/Apartment | [6 empty] | Interest Rate |  |  |  |  | 5 |  | PERCENT
| x | Site plan, drawings |  | x | Environmental Site Audit | [11 empty] | Term |  | 5 | / | 0 |  | Amort. |  |  | 25
|  | and specifications |  |  | (if applicable) | [13 empty] | years |  | months |  |  |  |  | years
|  | Other | [5 empty] | PROPOSED CONTRACT TYPE
|  |  |  | (specify) |  |  |  |  | ¨ | General |  |  |  | p | Construction Management. | [7 empty] | ¨ | Design Build
CONTRACT PROCESS
| ¨ | Public Tender |  | x | Invitational bid | ¨ | Open proposal call | [6 empty] | ¨ | Invitational proposal | [6 empty] | ¨ | Negotiated
CONSULTANTS
1
2
3
PROJECT DATES
[8 empty] | Final Application | [5 empty] | Construction Start | [5 empty] | Interest Adjustment Date
[8 empty] | Y | Y | M | M | D | D | Y | Y | M | M | D | D | Y | Y | M | M | D | D
[8 empty] | 0 | 8 | 0 | 6 | 1 | 0 | 0 | 9 | 0 | 5 | 1 | 5 | 1 | 0 | 0 | 6 | 0 | 1
APPLICATION/DECLARATION: We hereby apply for a contribution under NHA Section 95 for 17 units in budget year 2008/2009. We hereby
undertake to develop the project described above and in the attachments. We understand that this application may not be accepted.
We certify that the information is true.
DATE |  |  | POSITION |  |  |  |  | APPLICANT'S SIGNATURE(S)
CMHC 301A

## Capital Costs
PROJECT CAPITAL COSTS | [10 empty] | .
[8 empty] | APPLICANT'S | CMHC | ACCEPTED
SHELTER CAPITAL COSTS | [7 empty] | ESTIMATE | ESTIMATE
FEES AND CHARGES
1. |  | INTEREST (INTERIM FINANCING AND PROGRESS ADVANCES) | [5 empty] | 21396.5167
2. |  | ARCHITECTS AND/OR ENGINEER'S FEES (ATTACH BREAKDOWN) | [5 empty] | 405
3. |  | CONSULTANT'S FEES (ATTACH BREAKDOWN) | [5 empty] | 4250
4. |  | LEGAL CHARGES | [5 empty] | 0
5. |  | AUDIT CHARGES | [5 empty] | 3400
6. |  | OTHER (SPECIFY)
7. |  | SUB-TOTAL (ADD LINES 1 TO 6) | [5 empty] | 29451.5167
BUILDING AND LANDSCAPING COSTS
8. |  | SITE PREPARATION (INCLUDING DRIVEWAYS) | [5 empty] | 4500
9. |  | BUILDING CONSTRUCTION COSTS (PURCHASE PRICE IF EXISTING) | [5 empty] | 700174.0233
10. |  | REHABILITATION/CONVERSION COSTS | [5 empty] | 341581.5699
11. |  | STOVES, REFRIGERATORS, LAUNDRY EQUIPMENT | [5 empty] | 29920
12. |  | HARD FURNISHINGS (ATTACH DETAILS)
13. |  | LANDSCAPING
14. |  | ON-SITE SERVICING (Water, Sewer, Electrical, Gas - Attach Breakdowns) | [5 empty] | 13500
15. |  | OTHER (SPECIFY) |  | Project Management |  |  |  | 0
16. |  | OTHER (SPECIFY) |  | Frieght |  |  |  | 114000
17. |  | SUB-TOTAL (ADD LINES 8 TO 16) | [5 empty] | 1203675.5932
TOTAL SHELTER COSTS
18. |  | TOTAL SHELTER CAPITAL COSTS (LINE 7 + 17) | [5 empty] | 1233127.1099
19. |  | PLUS CONTINGENCY ( |  |  | % x LINE 17) |  |  | 52087.7797
20. |  | PLUS CAPITALIZED OPERATING EXPENSES |  |  |  |  | Insur/util during const. | 19973
21. |  | LESS: REVENUE PRIOR TO IAD
22. |  | TOTAL SHELTER CAPITAL COST ((LINE 18 + 19 +20) - 21) | [5 empty] | 1305187.8895
COMPARISON TO MAXIMUM UNIT PRICE
23. |  | PROJECT MUP
| * | NOTE: LINE 20 - INCLUDE TAXES, UTILITIES (15 renos x $300 & new included in line 9), INSURANCE DURING CONSTRUCTION (All 30 units)
PROPOSED FINANCING
LOAN AMOUNT
24. |  | TOTAL SHELTER CAPITAL COST (FROM LINE 22) |  |  |  |  | 1283791 | 1305187.8895
LESS EQUITY:
25. |  |  | BAND FUNDS (CASH) |  |  |  |  | 0
26. |  | BAND LABOUR OR OTHER BAND LABOUR PROGRAMS (Apprenticeship) | [5 empty] | 0
27. |  | DIAND HOUSING FUNDS |  |  | Infrastructure Grant |  |  | 0
28. |  | TOTAL LOAN (LINE 24 - (25 + 26 + 27)) | [5 empty] | 1305188
29. |  | PROPOSED LOAN REPAYMENT
| $ | 1305188 | (LINE 28) AT | 5 | % FOR | 25 | YEARS AMORTIZATION | 91559.9889
[8 empty] | 1.025 | 1.025 | 1.025
CMHC 301A | [7 empty] | 1.0041 | 1.0041 | 1.0041
[8 empty] | 0.0041239 | 0.0041239 | 0.0041239
[8 empty] | 3.4371 | 3.4371 | 3.4371
[8 empty] | 0.29094 | 0.29094 | 0.29094
[8 empty] | 171.938 | 171.938 | 171.938
[8 empty] | 0.005816 | 0.005816 | 0.005816

## Budget
REVENUE POTENTIAL
|  |  |  | NO. | MINIMUM REVENUE CONTRIBUTION
| UNIT TYPE |  |  | OF | APPLICANT |  | CM | HC | ACCEPTED
|  |  |  | UNITS | PER UNIT | TOTAL | PER UNIT | TOTAL | PER UNIT | TOTAL
| Two Bedroom |  |  | 3 | 305 | 915
| Three Bedroom |  |  | 13 | 325 | 4225
| Four Bedroom or more |  |  | 1 | 345 | 345
30. | SUB-TOTAL - BASE SHELTER |  |  | 14 |  | 5485
31. | OTHER REVENUE (LAUNDRY, PARKING)
32. | OTHER (SPECIFY)
33. | TOTAL MONTHLY REVENUE POTENTIAL
34. | TOTAL ANNUAL REVENUE POTENTIAL |  |  |  |  | 65820
[8 empty] | APPLICANT'S | CMHC | ACCEPTED
OPERATING EXPENSES (FOR SUBSIDY CALCULATION) | [7 empty] | ESTIMATE | BENCHMARK
35. | INSURANCE | [5 empty] | 524 | 8908
36. | ADMINISTRATION (SALARIES, OFFICE OPERATION, BANK CHARGES) | [5 empty] | 900 | 15300
37. | MAINTENANCE (INCLUDES JANITORIAL) | [5 empty] | 1050 | 17850
38. | UTILITIES (ELECTICITY, GAS, PROPANE, OIL) | [6 empty] | 0
39. | SERVICES (WATER, SEWER, TAX LEVIES, GARBAGE/SNOW REMOVAL) | [6 empty] | 0
40. | AUDIT/LEGAL | [5 empty] | 150 | 2550
41. | REPLACEMENT RESERVE (ANNUAL ALLOCATION) | [5 empty] | 1140 | 19380
42. | CONTINGENCY | 5 | % x (TOTAL OF LINES 35 TO 41) |  |  |  |  | 3199.4
43. | TOTAL OPERATING EXPENSES | [6 empty] | 67187.4
CALCULATION OF SECTION 95 SUBSIDY
44. | PRINCIPAL AND INTEREST PAYMENTS (LINE 29) | [6 empty] | 91559.9889
45. | PLUS TOTAL OPERATING EXPENSES (LINE 43) | [6 empty] | 67187.4
46. | LESS TOTAL ACCEPTED REVENUE (LINE 34) | [6 empty] | 65820
47. | ANNUAL SECTION 95 SUBSIDY (LINE (44 + 45) - 46) | [6 empty] | 92927.3889
| Total Units | 17 |  | annual section 95 subsidy per unit on average |  |  |  | 5466.317
CMHC ACCEPTANCE | [8 empty] | DATE
CMHC 301A

## r1
Any First Nation 2006 / 2007 - Multi UNIT PROJECT |  |  |  |  | PROJECT: | Sample reno
DESCRIPTION | LINE | MAT. QUANT. | SUPPLIER | UNIT COST | SUB-TOTAL | LINE | LAB. QUANT. | CONTRACTOR | RATE | SUB-TOTAL | TOTAL
Plumbing |  | Attach report on system | Building Ctr |  |  | 1 | plumbing labor | per hour | 800 | 800
Material pkg. | 1 | see attached |  | 1261 | 1261
misc. | 0 | Travel |  | 0 | 0
|  |  |  | mat sub-total: | 1261 | 126.1 | 1387.1 |  | lab sub-total: | 800 | 2187.1
Electrical & heating repairs |  | see attched quote | Electric co
Material pkg. | 1 |  |  |  | 0 |  |  | Band
misc. | 1 | Travel |  |  | 0
|  |  |  | mat sub-total: | 0 | 0 | 0 |  | lab sub-total: | 0 | 4200
Wood Stove |  |  | Band |  |  | 1 |  | Band | 350 | 350
Wood Stove | 1 | Valley comfort | Building Ctr | 1200 | 1200
fan | 1 |  |  | 225 | 225
board/stove | 3 |  |  | 119.99 | 359.97
stove board joiner | 1 |  |  | 16.89 | 16.89
stove board kit | 1 |  |  | 22.99 | 22.99
Pipe/chimney | 2 | 36" |  | 82.99 | 165.98
Pipe/chimney | 1 | 24" |  | 82.99 | 82.99
roof flashing | 1 |  |  | 67.99 | 67.99
ceiling support | 1 |  |  | 54.99 | 54.99
pipe, stove black | 1 |  |  | 14.99 | 14.99
adjustable elbow pipe | 1 |  |  | 10.49 | 10.49
|  |  |  | mat sub-total: | 2222.28 | 222.228 | 2444.508 |  | lab sub-total: | 350 | 2794.508
DESCRIPTION | PCS | DIMENSIONS | SUPPLIER | UNIT COST | SUB-TOTAL | amt | LAB. QUANT. | CONTRACTOR | RATE | SUB-TOTAL | TOTAL
Foundation repairs |  | Provide additional 2 feet high PWF onto existing 2' concrete foundation
Remove floor insulation |  | reinsulate listed elsewhere |  |  |  | 576 | sq ft | Band | 0.4 | 230.4
excavate / backfill |  | includes grading |  |  |  | 1 | unit | Band | 500 | 500
Damproofing |  | repair and seal cracks as needed, damproof & add frost protection |  |  |  | 192 | sq ft | Band | 2 | 384
plastic cement | 1 | 4 kg | Building Cntr | 9.48 | 9.48
found. coat primer | 1 | 20 litre | Building Cntr | 42.39 | 42.39
foundation coat | 1 | 20 litre | Building Cntr | 31.1 | 31.1
weeping tile | 120 | ft x 4' | Building Cntr | 0.61 | 73.2
weeping tile | 1 | tee | Building Cntr | 3.96 | 3.96
weeping tile | 1 | coupling | Building Cntr | 3.96 | 3.96
paint rollers | 1 |  | Building Cntr | 6.11 | 6.11 |  |  | Band | included
Rigid insulation | 12
frost protection | 14 | 2'x8'x2" rigid insulation |  | 13.36 | 187.04
sump pit liner | 1 | 17" x 25" |  | 220 | 220 | 1 |  |  | 100 | 100
sump pit locking lid | 1 |  |  | 41.49 | 41.49
ground cover | 1 | 1000 sq ft roll |  | 61.99 | 61.99 | 576 | sq ft | Band | 0.15 | 86.4
wash rock | 10 | cubic yds Level & compact fill |  | 25 | 250 | 576 | sq ft | Band | 0.2 | 115.2
|  |  |  | mat sub-total: | 930.72 | 93.072 | 1023.792 |  | lab sub-total: | 1416 | 2439.792
DESCRIPTION | PCS | DIMENSIONS | SUPPLIER | UNIT COST | SUB-TOTAL | amt | LAB. QUANT. | CONTRACTOR | RATE | SUB-TOTAL | TOTAL
Remove shingles |  | Tear off old asphalt shingles |  |  |  | 792 | sq. ft | Band | 0.35 | 277.2
Roofing |  | Install new Asphalt shingles |  |  | 0 | 26 | bundles | Band | 16 | 416
asphalt shingles | 24 | 20 yr / 3 tab | Building Ctr | 17.99 | 431.76
starters and ridge cap | 2 |  | Building Ctr | 17.99 | 35.98
valley flashing | 0 | bituthane 3' x 75' | Building Ctr | 126 | 0
flashing | 0 | flexible | Building Ctr | 19.95 | 0
roof edge | 12 | 10 ft. alum. Pcs. | Building Ctr | 4.14 | 49.68
roof felt | 1 | 15 lb felt | Building Ctr | 22.75 | 22.75
staples | 1 | box 3/8" | Building Ctr | 9.95 | 9.95
Roofing nails | 1 | 1 1/4" galv | Building Cntr | 48.99 | 48.99
blackjack | 4 | quart size | Building Cntr | 4.04 | 16.16
|  |  |  | mat sub-total: | 615.27 | 61.527 | 676.797 |  | lab sub-total: | 693.2 | 1369.997
Insul/Vap Barrier pkg
| walls | R-20 - PWF |  |  |  | 0 | lin ft x 2' high | Band | 1 | 0
| joists | R-20 |  |  |  | 96 | lin ft x 1' high | Band | 0.75 | 72
| attic | r-40 |  |  |  | 576 | sq. ft. | Band | 0.4 | 230.4
R-12 batt insulation | 0 | 15" - 88 sq. ft. per bag | Building Ctr | 20.59 | 0
R-20 batt insulation | 2 | 15" - 49 sq. ft. per bag | Buildingctr | 28.49 | 56.98
R-20 batt insulation | 8 | 24" - 75 sq. ft. per bag | Buildingctr | 28.49 | 227.92
vapour barrier | 0.5 | 102" x 1000 sq. ft. | Buildingctr | 61.99 | 30.995
accoustic sealant | 2 | 825 ml tubes | Buildingctr | 4.9 | 9.8
staples | 0.5 | 1/4" x 5000 staples | Buildingctr | 13.49 | 6.745
|  |  |  | mat sub-total: | 332.44 | 33.244 | 365.684 |  | lab sub-total: | 302.4 | 668.084
DESCRIPTION | PCS | DIMENSIONS | SUPPLIER | UNIT COST | SUB-TOTAL | amt | LAB. QUANT. | CONTRACTOR | RATE | SUB-TOTAL | TOTAL
Siding repairs |  | includes disposal |  |  |  | 300 | sq. ft. | Band | 0.3 | 90
Exterior cladding |  | Installation |  |  |  | 300 | sq. ft. | Band | 1.5 | 450
house wrap | 0.25 | 9' - 6" x 195' | Building Ctr | 174.59 | 43.6475
staples | 1 |  | Building Ctr | 9.95 | 9.95
building paper tape | 1 |  | Building Ctr | 10.99 | 10.99
Starter strips | 0 | 10 ft. metal | Building Ctr | 6.83 | 0
jointss connecters | 20 | D5 joints | Building Ctr | 1.15 | 23
Galv nails | 10 | 2 1/2" galv | Building Ctr | 1.85 | 18.5
Galv siding air fasteners | 0 | 2 3/8" galv | Building Ctr | 65.95 | 0
Corner trim | 0 | 2' x 4' x 10' acq | Building Ctr | 6 | 0
Ext. cladding | 30 | canex lap siding | Building Ctr | 27.5 | 825
Vinyl J-Trim | 12 |  | Building Ctr | 4.59 | 55.08
adhesive | 0 | "no-nail" adhesive | Building Ctr | 6.69 | 0
Exterior sealant | 2 |  | Building Ctr | 4.93 | 9.86
Drip cap | 1 |  | Building Ctr | 5.06 | 5.06
touch-up paint | 1 |  | Building Ctr | 15.49 | 15.49
receptacle trim | 0 |  | Building Ctr | 6.39 | 0
air vent trim | 0 |  | Building Ctr | 24.99 | 0
delivery & picker truck | 0 | included elsewhere | Building Ctr | 0 | 0
|  |  |  | mat sub-total: | 1016.5775 | 101.6577 | 1118.2352 |  | lab sub-total: | 540 | 1658.2352
Exterior painting |  | scrape and paint exterior wood siding, trim, soffit and facia. |  |  |  | 1200 | sq. ft. | Band | 0.7 | 840
Exterior primer | 6 | 3.78 litre | Building Ctr | 33.05 | 198.3
Exterior paint | 6 | 3.78 litre | Building Ctr | 44.99 | 269.94
paint rollers | 1 |  | Building Ctr | 2.39 | 2.39
paint brushes | 1 | 4" | Building Ctr | 3.88 | 3.88
paint thinner | 2 | 4 litre | Building Ctr | 4.19 | 8.38
eco charge | 6 |  |  | 0.4 | 2.4
|  |  |  | mat sub-total: | 485.29 | 48.529 | 533.819 |  | lab sub-total: | 840 | 1373.819
DESCRIPTION | pcs | MAT. QUANT. | SUPPLIER | UNIT COST | SUB-TOTAL | amt | LAB. QUANT. | CONTRACTOR | RATE | SUB-TOTAL | TOTAL
Window & Door pkg | 4 | double low-E vinyl | Building Ctr | 630 | 2520 | 4 |  |  | 125 | 500
livingroom kitchen & 2 bedrooms.
|  |  |  | mat sub-total: | 2520 | 252 | 2772 |  | lab sub-total: | 500 | 3272
Exterior doors |  | Side entrance |  |  |  | 2 |  | Band | 200 | 400
Ext Door | 1 | 6P 6.5J 36X80 | Building Ctr | 215 | 215 |  | jamb wrapped
storm door | 0 | 3' - 0" metal | Building Ctr | 250 | 0
Dead bolt prep | 1 |  | Building Ctr | 25 | 25
Deadbolt | 2 |  | Building Ctr | 39.99 | 79.98
Keyed alike locksets | 2 |  | Building Ctr | 28.12 | 56.24
screws, yellow zinc | 1 |  | Building Ctr | 3.99 | 3.99
expanding foam | 1 |  | Building Ctr | 10 | 10
casing | 0 | listed elsewhere | Building Ctr | 0 | 0
shim shingles | 1 | small bundles | Building Ctr | 1.79 | 1.79
misc fasteners | 1 |  | Building Ctr | 1.88 | 1.88
exterior caulking | 1 |  | Building Ctr | 4.93 | 4.93
|  |  |  | mat sub-total: | 398.81 | 39.881 | 438.691 |  | lab sub-total: | 400 | 838.691
Eavestrouging | [5 empty] | 80 | feet | Building Ctr | 1 | 80
Gutter | 6 | 4" x 10 ft. alum. gutter |  | 12.02 | 72.12
downpipe | 4 | 2.5" x 2.5" x 10 ft. alum. |  | 12.56 | 50.24
hanger | 30 | aluminum |  | 0.53 | 15.9
end caps | 2 | left hand |  | 0.73 | 1.46
end caps | 2 | right hand |  | 0.73 | 1.46
db-drop outlet | 4 | 2.5" x 2.5" mill alum. |  | 1.27 | 5.08
elbows | 4 | 2.5" x 2.5" elbows alum. |  | 1.79 | 7.16
downpipe straps | 6 |  |  | 0.62 | 3.72
fasteners | 4 | 3" zinc |  | 2.79 | 11.16
sealer | 3 | tremco gutter seal |  | 5.53 | 16.59
splash pads | 5 | includes 2 hose bibs pads | Building Ctr | 14.02 | 70.1
|  |  |  | mat sub-total: | 254.99 | 25.499 | 280.489 |  | lab sub-total: | 80 | 360.489
DESCRIPTION | pcs | MAT. QUANT. | SUPPLIER | UNIT COST | SUB-TOTAL | amt | LAB. QUANT. | CONTRACTOR | RATE | SUB-TOTAL | TOTAL
Mold Remediation |  | remove water & mold damaged ceiling, precautions to be taken when removing floor joist insulation. Seal to contain mold.
Site contamination |  | Fuel oil spill
Contain Unit & prep | [5 empty] | 576 | surface area | Band | 1.25 | 720
Demolition |  | remove all ceiling plywood, remove 2 cubic. yards affected soil. Ground cover listed elsewhere. |  |  |  | 576 | surface area | Band | 1.25 | 720
Tyvek suits | 6 |  | Building Ctr | 12 | 72
N100 face respirator masks | 6 | double | Building Ctr | 8 | 48
Garbage bags | 24 | heavy duty | Building Ctr | 1 | 24
detergent | 2 | allowance - Tri sodium phosphate etc. |  | 20 | 40
CGSB poly | 2 | 102" x 1000 sq. ft. | Buildingctr | 61.99 | 123.98
tape | 4 |  | Building Ctr | 2.99 | 11.96
|  |  |  | mat sub-total: | 319.94 | 31.994 | 351.934 |  | lab sub-total: | 1440 | 1791.934
Patch and Paint
Drywall |  | Mold affected areas & damaged |  |  |  | 576 | surface area | Band | 0.75 | 432
4' x 8' x 1/2" | 0 | 0 | Building Ctr | 0.42 | 0
4' x 10' x 1/2" | 0 | 0 | Building Ctr | 0.42 | 0
4' x 12' x 1/2" | 0 | 0 | Building Ctr | 0.42 | 0
4' x 14' x 1/2" | 0 | 0 | Building Ctr | 0.42 | 0
4' x 12' x 1/2"CD | 12 | 576 | Building Ctr | 0.57 | 328.32
4' x 8' x 1/2" aqua | 0 | 0 | Building Ctr | 0.57 | 0
drywall screws | 15 | lb 1 1/4" | Building Ctr | 2.75 | 41.25
drywall nails | 5 | lb 1 1/4" | Building Ctr | 1.49 | 7.45
|  |  |  | mat sub-total: | 369.57 | 36.957 | 406.527 |  | lab sub-total: | 432 | 838.527
Taping | [5 empty] | 576 | floor area | Band | 0.5 | 288
drywall compound | 3 | box all purpose | Building Ctr | 18.95 | 56.85
drywall tape | 1 | 500' x 2 " rolls | Building Ctr | 5.48 | 5.48
corner bead | 0 | 8 ' paper/metal | Building Ctr | 2.79 | 0
sandpaper | 0.25 | roll 150 grit | Building Ctr | 24.95 | 6.2375
sponge sanders | 1 | duel angle | Building Ctr | 2.99 | 2.99
poly | 0 | 102" x 1500 sq. ft. | Building Ctr | 27.95 | 0
|  |  |  | mat sub-total: | 71.5575 | 7.1558 | 78.7133 |  | lab sub-total: | 288 | 366.7133
DESCRIPTION | pcs | MAT. QUANT. | SUPPLIER | UNIT COST | SUB-TOTAL | amt | LAB. QUANT. | CONTRACTOR | RATE | SUB-TOTAL | TOTAL
Painting |  | paint existing wall panel finish & trim |  |  |  | 2600 | surface area | Band | 0.35 | 910
primer | 1 | 18.9 litre latex | Building Ctr | 85.45 | 85.45
stain blocker primer | 5 | 3.78 litres | Building Ctr | 37.95 | 189.75
interior trim paint | 1 |  | Building Ctr | 32.95 | 32.95 | 0 | lineal feet casing | Band | 0.3 | 0
interior semi-gloss | 2 | 18.9 litre latex | Building Ctr | 134.95 | 269.9
eco charge | 10 | for paint |  | 0.4 | 4
painters tape | 1 |  | Building Ctr | 2.99 | 2.99
sandpaper | 0 | aluminum oxide 150 grit | Building Ctr | 0.89 | 0
roller cages | 2 |  | Building Ctr | 4.99 | 9.98
paint trays | 2 |  | Building Ctr | 3.75 | 7.5
tray liners | 8 |  | Building Ctr | 1.45 | 11.6
paint brushes | 1 | 75 mm poly | Building Ctr | 7.99 | 7.99
roller refills | 8 |  | Building Ctr | 2.49 | 19.92
ceiling roller refill | 0 |  | Building Ctr | 5.89 | 0
wood stain | 1 | handrails, closets, misc. | Building Ctr | 17.09 | 17.09
wood varathane | 1 |  | Building Ctr | 13.38 | 13.38
paint thinner | 1 | 4 litres | Building Ctr | 7.49 | 7.49
small paint brush | 1 |  | Building Ctr | 6 | 6
|  |  |  | mat sub-total: | 685.99 | 68.599 | 754.589 |  | lab sub-total: | 910 | 1664.589
DESCRIPTION | pcs | MAT. QUANT. | SUPPLIER | UNIT COST | SUB-TOTAL | amt | LAB. QUANT. | CONTRACTOR | RATE | SUB-TOTAL | TOTAL
FINISHING PACKAGE | [5 empty] | 576 | sq ft | Band | 1 | 576
interior doors | 0 | 1' - 6" x 6' - 8" | Building Ctr | 70.25 | 0
interior doors | 0 | 2' - 0" x 6' - 8" | Building Ctr | 70.25 | 0
interior doors | 0 | 2' - 4" x 6' - 8" | Building Ctr | 70.25 | 0
interior doors | 3 | 2' - 6" x 6' - 8" | Building Ctr | 70.25 | 210.75
interior doors | 0 | 2' - 8" x 6' - 8" | Building Ctr | 70.25 | 0
interior doors | 0 | 3' - 0" x 6' - 8" | Building Ctr | 80.25 | 0
shim shingles | 3 | small bundles | Building Ctr | 1.79 | 5.37
passage knobs | 2 | weiser | Building Ctr | 17.49 | 34.98
privacy knobs | 1 | weiser | Building Ctr | 20 | 20
door stops | 5 | spring type | Building Ctr | 1.79 | 8.95
closet doors | 2 | 2' - 0" bi-fold | Building Ctr | 54.95 | 109.9
closet shelving | 3 | 16"x96" prefinished | Buildingctr | 10.99 | 32.97
closet dowel | 1 | 12' steel closet rod/covered | Buildingctr | 1.5 | 1.5
shelf supports | 3 | pair rod/shelf | Buildingctr | 5.79 | 17.37
shelf supports | 3 | center rod supp. | Buildingctr | 6.25 | 18.75
shelf supports | 6 | pair shelf supp. | Buildingctr | 7.69 | 46.14
jambs | 6 | 1" x 5" x 7' | Building Ctr | 1.48 | 8.88
casing | 450 | 2 1/4" x 14' prefinished | Building Ctr | 0.62 | 279
carpenter glue | 1 | 300 ml | Building Ctr | 4.73 | 4.73
misc silicone | 2 | 325 ml | Building Ctr | 5.99 | 11.98
nail putty | 1 | jars | Building Ctr | 2.9 | 2.9
medicine cabinet | 1 | 36" x 24" tri-mirror | Building Ctr | 164.99 | 164.99
fir handrail | 0 | ft | Building Ctr | 2.32 | 0
handrail brackets | 0 | brass color | Building Ctr | 3.29 | 0
towel bar | 1 | brass color | Building Ctr | 1.77 | 1.77
toilet paper holder | 1 | brass color | Building Ctr | 8.21 | 8.21
soap holder | 1 | brass color | Building Ctr | 8.21 | 8.21
shower rod & curtain | 1 | 5 ft chrome set | Building Ctr | 33.42 | 33.42
2" finish nails | 1 | box 18 gauge | Building Ctr | 16.99 | 16.99
1" finish nails | 1 | box 18 gauge | Building Ctr | 11.99 | 11.99
wood screws | 1 | lb 1 1/2" #8 | Building Ctr | 2.6 | 2.6
wood screws | 1 | lb 3" #8 yel zinc | Building Ctr | 2.6 | 2.6
|  |  |  | mat sub-total: | 1064.95 | 106.495 | 1171.445 |  | lab sub-total: | 576 | 1747.445
DESCRIPTION | pcs | MAT. QUANT. | SUPPLIER | UNIT COST | SUB-TOTAL | amt | LAB. QUANT. | CONTRACTOR | RATE | SUB-TOTAL | TOTAL
Tub surround / Ceramic tile
3 piece tub surround | 1 |  | Building Ctr | 72.99 | 72.99 | 1 |  | Band | 100 | 100
silicone | 0 | bathroom type | Building Ctr | 4.92 | 0
spreader | 1 | 3/16" groove | Building Ctr | 2.99 | 2.99
adhesive | 3 | pl300 | Building Ctr | 4.49 | 13.47
|  |  |  | mat sub-total: | 89.45 | 8.945 | 98.395 |  | lab sub-total: | 100 | 198.395
Remove existing underlay & flooring | [5 empty] | 576 | sq ft | Band | 0.6 | 345.6
Underlay | [5 empty] | 576 | sq ft | Band | 0.5 | 288
Underlay | 18 | 4' x 8' x 1/4"" fir | Building Ctr | 17.9 | 322.2
underlay nails | 25 | box 1 1/4" ringed floor nails | Building Ctr | 1.25 | 31.25
floor leveler | 1 |  | Building Ctr | 13.19 | 13.19
|  |  |  | mat sub-total: | 366.64 | 36.664 | 403.304 |  | lab sub-total: | 633.6 | 1036.904
Flooring package | [5 empty] | 630 | sq ft | Band | 1 | 630
VC Tile | 630 | 12"x 12" x 1/8" | Building Ctr | 0.87 | 548.1
pail floor glue | 1 | latex | Building Ctr | 42.08 | 42.08
glue spreader | 1 |  | Building Ctr | 2.79 | 2.79
tile sealer | 1 | 4 L - 1200 sq. ft. coverage | Building Ctr | 44.95 | 44.95 | 576 | sq ft | Band | 0.15 | 86.4
tile top coat | 1 |  | Building Ctr | 44.95 | 44.95
delivery charge | 1 | listed elsewhere | Building Ctr | 50 | 50
|  |  |  | mat sub-total: | 732.87 | 73.287 | 806.157 |  | lab sub-total: | 716.4 | 1522.557
Cabinets/vanity | 0 | as per quote | Building Ctr | 4100 | 0 | 0 | 0 | lab flat chg |  | 0 | 0
Site Cleaning | 0 |  |  |  | 0 | 1 |  | Band | 200 | 200 | 200
Difficiencies | 0 |  | Building Ctr | 0 | 0 | 0 |  | Band |  | 0 | 0
Final Cleaning | 1 |  | Building Ctr | 50 | 50 | 1 |  | Band | 150 | 150 | 200
Material Shipping & Handling | 1 |  | Building Ctr | 200 | 200 | [5 empty] | 200 | Line on 301
[10 empty] | Sub-Total: | 30929.7795 | Line 10
ADDITIONAL ITEMS | [9 empty] | 5% Contingency: | 1546.489 | Line 19
Site Prep |  | If relocating or adding on | [8 empty] | 0 | Line 8
Water supply | 0 | Testing, service etc. | Band | 1200 | 0 |  | Includes shock chlorination |  |  |  | 0 | Line 14
Sewage disposal system | 0 | Testing, service etc. | Band | 1200 | 0 | [5 empty] | 0 | Line 14
Frieght Charges | 1 |  | Ridsdale | 3000 | 3000 | [5 empty] | 3000 | Line 16
Appliances | 1 | Fridge & Stove & washer & dryer |  | 1700 | 1700 | 170 | 1870 |  |  | 0 | 1870 | Line 11
Project Manager | 1 |  | Project Manager inc | 0 | 0 | [5 empty] | 0 | Line 15
Architect / Blueprints | 0 |  | PAGC Services | 0 | 0 | [5 empty] | 0 | Line 2
Engineering | 0 |  | PAGC Services | 0 | 0 | [5 empty] | 0 | Line 2
Consultants | 1 | Costing, photos, sketches | PAGC Services | 250 | 250 |  | Complete 301 application, Const. Mgmt. Plan, Plot Plans etc. |  |  |  | 250 | Line 3
Insurance During Const. | 1 |  | Insurer | 387 | 387 | [5 empty] | 387 | Line 20
Utilities During Const. | 2 |  | SaskPower | 350 | 700 | [5 empty] | 700 | Line 20
Audit | 1 |  | Myers Norris Penny | 200 | 200 | [5 empty] | 200 | Line 5
Interest during const. | 1 |  | CMHC Direct | 855 | 855 | [5 empty] | 855 | Line 1
[10 empty] | Grand Total: | 39738.2685

## r2
Any First Nation 2006 / 2007 - Multi UNIT PROJECT |  |  |  |  | PROJECT: | Sample reno
DESCRIPTION | LINE | MAT. QUANT. | SUPPLIER | UNIT COST | SUB-TOTAL | LINE | LAB. QUANT. | CONTRACTOR | RATE | SUB-TOTAL | TOTAL
Plumbing |  | Attach report on system | Building Ctr |  |  | 1 | plumbing labor | per hour | 800 | 800
Material pkg. | 1 | see attached |  | 1261 | 1261
misc. | 0 | Travel |  | 0 | 0
|  |  |  | mat sub-total: | 1261 | 126.1 | 1387.1 |  | lab sub-total: | 800 | 2187.1
Ventilation |  |  | Electric co |  |  | 8 | labor | per hour | 110 | 880
material pkg. | 0 | includes kitchen & bathroom exhaust and/or central exhaust |  |  | 500
misc. | 1 | Travel & expenses |  |  | 1200
|  |  |  | mat sub-total: | 1700 | 170 | 1870 |  | lab sub-total: | 880 | 2750
Electrical & heating repairs |  | see attched quote | Liteway
Material pkg. | 1 |  |  |  | 0 |  |  | Band
misc. | 1 | Travel |  |  | 0
|  |  |  | mat sub-total: | 0 | 0 | 0 |  | lab sub-total: | 0 | 5900
Wood Stove repairs |  | replace high temp chimney |  |  |  | 1 |  | Band | 250 | 250
Wood Stove | 0 | Valley comfort | Building Ctr | 1200 | 0
fan | 0 |  | Building Ctr | 225 | 0
board/stove | 0 |  | Building Ctr | 119.99 | 0
stove board joiner | 0 |  | Building Ctr | 16.89 | 0
stove board kit | 0 |  | Building Ctr | 22.99 | 0
Pipe/chimney | 2 | 36" | Building Ctr | 82.99 | 165.98
Pipe/chimney | 1 | 24" | Building Ctr | 82.99 | 82.99
roof flashing | 1 |  | Building Ctr | 67.99 | 67.99
ceiling support | 1 |  | Building Ctr | 54.99 | 54.99
pipe, stove black | 1 |  | Building Ctr | 14.99 | 14.99
adjustable elbow pipe | 1 |  | Building Ctr | 10.49 | 10.49
|  |  |  | mat sub-total: | 397.43 | 39.743 | 437.173 |  | lab sub-total: | 250 | 687.173
DESCRIPTION | PCS | DIMENSIONS | SUPPLIER | UNIT COST | SUB-TOTAL | amt | LAB. QUANT. | CONTRACTOR | RATE | SUB-TOTAL | TOTAL
Foundation repairs
excavate / backfill |  | includes grading |  |  |  | 1 | unit | Band | 1000 | 1000
Remove floor insulation |  | reinsulate joists listed elsewhere |  |  |  | 720 | sq ft | Band | 0.4 | 288
Raise foundation |  | provide temporary beam with telepost jacks to raise unit c.w bracing |  |  |  | 720 | sq ft | Band | 5 | 3600
Interior walls |  | adjust top plates and secure |  |  |  | 108 | lin. Ft. | Band | 1 | 108
teleposts | 9 | c/w 4" x 6" plate |  | 42.97 | 386.73
2" x 10" x 12' | 12 | 2 temporary livting beams |  | 12.54 | 150.48
PWF pony wall |  | 2 ft. existing concrete. Add 2ft high pwf pony wall. |  |  |  | 108 | lin. Ft. | Band | 5 | 540
ext. wall studs | 14 | 2" x 6" x 16' pwf |  | 14.14 | 197.96
ext. wall plates | 27 | 2" x 6" x 12' pwf |  | 10.61 | 286.47
wall sheathing | 7 | 4' x 8' x 1/2" pwf |  | 34.15 | 239.05
grade strip and corner protection | 4 | 4' x 8' x 1/2" pwf |  | 34.15 | 136.6
sill gasket | 1 | 5-1/2"x82' |  | 5.98 | 5.98
galv straps | 42 |  |  | 0.65 | 27.3
end cut preservative | 1 |  |  | 9.49 | 9.49
fasteners | 25 | 3 1/2" galvanized nails |  | 1.45 | 36.25
fasteners | 15 | 2 1/2" galvanized nails |  | 1.85 | 27.75
fasteners | 40 | anchor bolts |  | 0.79 | 31.6
butyl sealant | 8 | tubes |  | 5.72 | 45.76
damproof / frost protect |  | repair and seal cracks as needed, damproof & add frost protection |  |  |  | 540 | sq ft | Band | 1 | 540
poly damproof | 1 | 1000 sq ft roll |  | 61.99 | 61.99
cardboard | 120 | lin ft x 4 ft |  | 0.9 | 108
frost protection | 16 | 2'x8'x2" rigid insulation |  | 13.36 | 213.76
sump pit liner | 1 | 17" x 25" |  | 220 | 220 | 1 |  |  | 100 | 100
sump pit locking lid | 1 |  |  | 41.49 | 41.49
ground cover | 1 | 1000 sq ft roll |  | 61.99 | 61.99 | 864 | sq ft | Band | 0.15 | 129.6
wash rock | 10 | cubic yds Level & compact fill |  | 25 | 250 | 864 | sq ft | Band | 0.2 | 172.8
| 0 |  | Building Ctr |  | 0
| 0 |  | Building Ctr |  | 0
|  |  |  | mat sub-total: | 2538.65 | 253.865 | 2792.515 |  | lab sub-total: | 6478.4 | 9270.915
DESCRIPTION | PCS | DIMENSIONS | SUPPLIER | UNIT COST | SUB-TOTAL | amt | LAB. QUANT. | CONTRACTOR | RATE | SUB-TOTAL | TOTAL
Roofing repairs |  | Remove all wood soffit and replace rough wood facia throughout unit. |  |  |  | 120 | lineal ft. | Band | 2 | 240
rough facia | 12 | 2" x 6" x 16' spr | Building Ctr | 8.31 | 99.72
roof sheathing | 4 | 4' x 8' x 7/16"" osb | Building Ctr | 10.55 | 42.2
plywood clips | 1 | bags 1/2" - 100 | Building Ctr | 4.99 | 4.99
misc backing | 5 | 2" x 4" x 12' spr | Building Ctr | 4.16 | 20.8 | for repairs to truss rafter tails next to deteriorate wood facia
Roofing |  | Install new Asphalt shingles on origianal 30' x 24' plus tie-in to addition 3rd gable |  |  |  |  | 16' x 20' addition roofing in good condition.
|  | attic venting listed elsewhere. |  |  | 0 | 38 | bundles | Band | 16 | 608
asphalt shingles | 33 | 20 yr / 3 tab | Building Ctr | 17.99 | 593.67
starters and ridge cap | 5 |  | Building Ctr | 17.99 | 89.95
valley flashing | 1 | bituthane 3' x 75' | Building Ctr | 126 | 126
flashing | 3 | flexible | Building Ctr | 19.95 | 59.85
roof edge | 7 | 10 ft. alum. Pcs. | Building Ctr | 4.14 | 28.98
roof felt | 2 | 15 lb felt | Building Ctr | 22.75 | 45.5
staples | 1 | box 3/8" | Building Ctr | 9.95 | 9.95
Roofing nails | 1 | 1 1/4" galv | Building Ctr | 48.99 | 48.99
blackjack | 6 | quart size | Building Ctr | 4.04 | 24.24
|  |  |  | mat sub-total: | 1194.84 | 119.484 | 1314.324 |  | lab sub-total: | 848 | 2162.324
Soffit / facia | [5 empty] | 240 | sq. ft. | Band | 1.5 | 360
vented soffit | 15 | 17 sq ft | Building Ctr | 13.01 | 195.15
j-channel backing | 10 | 2" x 2" x 10' spr. | Building Ctr | 2.39 | 23.9
J-channel | 10 | 12' | Building Ctr | 3.82 | 38.2
alum. facia | 12 | 6" | Building Ctr | 7.49 | 89.88
soffit nails | 1 | bag | Building Ctr | 4.99 | 4.99
|  |  |  | mat sub-total: | 352.12 | 35.212 | 387.332 |  | lab sub-total: | 360 | 747.332
DESCRIPTION | PCS | DIMENSIONS | SUPPLIER | UNIT COST | SUB-TOTAL | amt | LAB. QUANT. | CONTRACTOR | RATE | SUB-TOTAL | TOTAL
Eavestrouging | [5 empty] | 120 | feet | Building Ctr | 1 | 120
Gutter | 10 | 4" x 10 ft. alum. gutter | Building Ctr | 12.02 | 120.2
downpipe | 3 | 2.5" x 2.5" x 10 ft. alum. | Building Ctr | 12.56 | 37.68
hanger | 60 | aluminum | Building Ctr | 0.53 | 31.8
end caps | 3 | left hand | Building Ctr | 0.73 | 2.19
end caps | 3 | right hand | Building Ctr | 0.73 | 2.19
db-drop outlet | 3 | 2.5" x 2.5" mill alum. | Building Ctr | 1.27 | 3.81
elbows | 6 | 2.5" x 2.5" elbows alum. | Building Ctr | 1.79 | 10.74
downpipe straps | 9 |  | Building Ctr | 0.62 | 5.58
fasteners | 10 | 3" zinc | Building Ctr | 2.79 | 27.9
sealer | 4 | tremco gutter seal | Building Ctr | 5.53 | 22.12
splash pads | 5 | includes 2 hose bibs pads | Building Ctr | 14.02 | 70.1
|  |  |  | mat sub-total: | 334.31 | 33.431 | 367.741 |  | lab sub-total: | 120 | 487.741
Remove Siding |  | complete unit, includes disposal |  |  |  | 1080 | sq. ft. | Band | 0.3 | 324
Exterior cladding |  | Installation on original side of unit. |  |  |  | 1080 | sq. ft. | Band | 0.75 | 810
house wrap | 1 | 9' - 6" x 195' | Building Ctr | 174.59 | 174.59
staples | 1 |  | Building Ctr | 9.95 | 9.95
building paper tape | 1 |  | Building Ctr | 10.99 | 10.99
Starter strips | 11 | 10 ft. metal | Building Ctr | 6.83 | 75.13
jointss connecters | 84 | D5 joints | Building Ctr | 1.15 | 96.6
Galv nails | 20 | 2 1/2" galv | Building Ctr | 1.85 | 37
Galv siding air fasteners | 0 | 2 3/8" galv | Building Ctr | 65.95 | 0
Corner trim | 8 | 2' x 4' x 10' acq | Building Ctr | 6 | 48
Ext. cladding | 110 | canex lap siding | Building Ctr | 27.5 | 3025
Vinyl J-Trim | 50 |  | Building Ctr | 4.59 | 229.5
adhesive | 0 | "no-nail" adhesive | Building Ctr | 6.69 | 0
Exterior sealant | 6 |  | Building Ctr | 4.93 | 29.58
Drip cap | 5 |  | Building Ctr | 5.06 | 25.3
touch-up paint | 1 |  | Building Ctr | 15.49 | 15.49
receptacle trim | 1 |  | Building Ctr | 6.39 | 6.39
air vent trim | 3 |  | Building Ctr | 24.99 | 74.97
Gable access / vent | 1 |  | Building Ctr | 46.42 | 46.42 |  | labour included
gable vent | 1 |  | Building Ctr | 18.25 | 18.25 |  | labour included
delivery & picker truck | 0 | included elsewhere | Building Ctr | 0 | 0
|  |  |  | mat sub-total: | 3923.16 | 392.316 | 4315.476 |  | lab sub-total: | 1134 | 5449.476
DESCRIPTION | PCS | DIMENSIONS | SUPPLIER | UNIT COST | SUB-TOTAL | amt | LAB. QUANT. | CONTRACTOR | RATE | SUB-TOTAL | TOTAL
Decks & steps | 1 | 5' x 5' landing c/w 5 rise steps |  |  |  | 50 | sq ft | Band | 10 | 500
Sidewalk | [5 empty] | 0 | lineal feet | Band | 5 | 0
sidewalk blocks | 0 | 24" x 30" concrete | Buildingctr | 5.99 | 0
deck pad | 2 | 2" x 6" x 16" acq | Buildingctr | 17.92 | 35.84
deck support | 2 | adjustable telepost | Buildingctr | 30.62 | 61.24
post bracket | 2 |  | Buildingctr | 3.79 | 7.58
deck beams/rim | 1 | 2" x 6" x 16" acq | Buildingctr | 17.92 | 17.92
patio picket | 50 | 2" x 2" x 42" acq | Buildingctr | 1.79 | 89.5
top rails | 1 | 2" x 4" x 12" acq | Buildingctr | 7.95 | 7.95
top side rails | 1 | 2" x 4" x 12" acq | Buildingctr | 7.95 | 7.95
deck floor | 5 | 2" x 6" x 10' acq | Buildingctr | 10.95 | 54.75
deck steps | 2 | 2" x 10" x 16' | Buildingctr | 28.98 | 57.96
plywood for stair attach | 1 |  | Buildingctr | 5 | 5
sgl joist hangers | 6 |  | Buildingctr | 0.65 | 3.9
dbl joist hangers | 4 |  | Buildingctr | 0.85 | 3.4
misc fasteners | 5 | lbs deck screws | Buildingctr | 2.89 | 14.45
misc fasteners | 4 | lag screws 3 1/2" | Buildingctr | 0.49 | 1.96
misc fasteners | 4 | washers | Buildingctr | 0.05 | 0.2
deck stain | 2 | 4 litre pails | Buildingctr | 28.99 | 57.98
paint rollers | 1 |  | Buildingctr | 2.39 | 2.39
paint brushes | 1 | 4" | Buildingctr | 3.88 | 3.88
end cut preservative | 1 |  | Buildingctr | 8.69 | 8.69
paint thinner | 1 | 4 litre | Buildingctr | 4.19 | 4.19
delivery charge | 1 | included | Buildingctr | 25 | 25
|  |  |  | mat sub-total: | 471.73 | 47.173 | 518.903 |  | lab sub-total: | 500 | 1018.903
Exterior painting |  | scrape and paint exterior wood trim. |  |  |  | 300 | sq. ft. | Band | 0.7 | 210
Exterior primer | 1 | 3.78 litre | Building Ctr | 33.05 | 33.05
Exterior paint | 2 | 3.78 litre | Building Ctr | 44.99 | 89.98
paint rollers | 1 |  | Building Ctr | 2.39 | 2.39
paint brushes | 1 | 4" | Building Ctr | 3.88 | 3.88
paint thinner | 1 | 4 litre | Building Ctr | 4.19 | 4.19
eco charge | 3 |  |  | 0.4 | 1.2
|  |  |  | mat sub-total: | 134.69 | 13.469 | 148.159 |  | lab sub-total: | 210 | 358.159
DESCRIPTION | pcs | MAT. QUANT. | SUPPLIER | UNIT COST | SUB-TOTAL | amt | LAB. QUANT. | CONTRACTOR | RATE | SUB-TOTAL | TOTAL
Window pkg. |  | large livingroom, 1 kitchen & 3 bedrooms.
standard sizes | 1 |  | Building Ctr | 630 | 630 | 1 |  |  | 125 | 125
large picture window | 1 |  | Building Ctr | 1030 | 1030 | 1 |  |  | 175 | 175
framing repairs repairs | 2 | 2" x 6" x 12' spr | Building Ctr | 5.99 | 11.98 | 1 |  |  | 100 | 100
misc. material | 1 |  | Building Ctr | 40 | 40
|  |  |  | mat sub-total: | 1711.98 | 171.198 | 1883.178 |  | lab sub-total: | 400 | 2283.178
Exterior doors
Ext Door | 0 | 6P 6.5J 36X80 | Building Ctr | 215 | 0 | 0 |  | Band | 200 | 0
storm door | 0 | 3' - 0" metal | Building Ctr | 250 | 0 | 0 |  | Band | 150 | 0
Dead bolt prep | 0 |  | Building Ctr | 25 | 0
Deadbolt | 0 |  | Building Ctr | 39.99 | 0
Keyed alike locksets | 0 |  | Building Ctr | 28.12 | 0
screws, yellow zinc | 0 |  | Building Ctr | 3.99 | 0
expanding foam | 0 |  | Building Ctr | 10 | 0
casing | 0 | listed elsewhere | Building Ctr | 0 | 0
shim shingles | 0 | small bundles | Building Ctr | 1.79 | 0
misc fasteners | 0 |  | Building Ctr | 1.88 | 0
exterior caulking | 0 |  | Building Ctr | 4.93 | 0
|  |  |  | mat sub-total: | 0 | 0 | 0 |  | lab sub-total: | 0 | 0
Insul/Vap Barrier pkg |  | includes sealing off existing interior attic access. New gable access listed elsewhere.
| walls | R-20 - PWF |  |  |  | 108 | lin ft x 2' high | Band | 0.75 | 81
| walls | 2' concrete fdn. |  |  |  | 108 | lin ft. x 2' high | Band | 0.75 | 81
| joists | R-20 |  |  |  | 108 | lin ft x 1' high | Band | 1 | 108
| attic | Add R-20 on original side only, not porches or addition. |  |  |  | 720 | sq. ft. | Band | 0.4 | 288
R-12 batt insulation | 0 | 15" - 88 sq. ft. per bag | Building Ctr | 20.59 | 0
R-20 batt insulation | 0 | 15" - 49 sq. ft. per bag | Building Ctr | 28.49 | 0
R-20 batt insulation | 10 | 24" - 75 sq. ft. per bag | Building Ctr | 28.49 | 284.9
R-10 rigid | 14 | 2'x8'x2" rigid insulation |  | 13.36 | 187.04
vapour barrier | 0 | 102" x 1000 sq. ft. | Building Ctr | 61.99 | 0
accoustic sealant | 1 | 825 ml tubes | Building Ctr | 4.9 | 4.9
staples | 1 | 1/4" x 5000 staples | Building Ctr | 13.49 | 13.49
|  |  |  | mat sub-total: | 490.33 | 49.033 | 539.363 |  | lab sub-total: | 558 | 1097.363
DESCRIPTION | pcs | MAT. QUANT. | SUPPLIER | UNIT COST | SUB-TOTAL | amt | LAB. QUANT. | CONTRACTOR | RATE | SUB-TOTAL | TOTAL
Mold Remediation |  | take precautions to remove joist insulation.
Contain Unit & prep | [5 empty] | 1 | unit | Band | 300 | 300
Demolition |  | included elsewhere |  |  |  | 0 | unit | Band |  | 0
Tyvek suits | 2 |  | Building Ctr | 12 | 24
N100 face respirator masks | 2 | double | Building Ctr | 8 | 16
Garbage bags | 18 | heavy duty | Building Ctr | 1 | 18
detergent | 1 | allowance - Tri sodium phosphate etc. |  | 20 | 20
CGSB poly | 1 | 102" x 1000 sq. ft. | Building Ctr | 61.99 | 61.99
tape | 2 |  | Building Ctr | 2.99 | 5.98
|  |  |  | mat sub-total: | 145.97 | 14.597 | 160.567 |  | lab sub-total: | 300 | 460.567
Painting |  | Touch ups after raising building |  |  |  | 720 | surface area | Band | 0.3 | 216
primer | 1 | 18.9 litre latex | Building Ctr | 85.45 | 85.45
stain blocker primer | 0 |  | Building Ctr | 37.95 | 0
interior trim paint | 1 |  | Building Ctr | 32.95 | 32.95 | 0 | lineal feet casing | Band | 0.3 | 0
interior semi-gloss | 1 | 18.9 litre latex | Building Ctr | 134.95 | 134.95
eco charge | 5 | for paint |  | 0.4 | 2
painters tape | 1 |  | Building Ctr | 2.99 | 2.99
sandpaper | 5 | aluminum oxide 150 grit | Building Ctr | 0.89 | 4.45
roller cages | 1 |  | Building Ctr | 4.99 | 4.99
paint trays | 1 |  | Building Ctr | 3.75 | 3.75
tray liners | 3 |  | Building Ctr | 1.45 | 4.35
paint brushes | 1 | 75 mm poly | Building Ctr | 7.99 | 7.99
roller refills | 2 |  | Building Ctr | 2.49 | 4.98
ceiling roller refill | 0 |  | Building Ctr | 5.89 | 0
wood stain | 1 | handrails, closets, misc. | Building Ctr | 17.09 | 17.09
wood varathane | 1 |  | Building Ctr | 13.38 | 13.38
paint thinner | 1 | 4 litres | Building Ctr | 7.49 | 7.49
small paint brush | 1 |  | Building Ctr | 6 | 6
|  |  |  | mat sub-total: | 332.81 | 33.281 | 366.091 |  | lab sub-total: | 216 | 582.091
DESCRIPTION | pcs | MAT. QUANT. | SUPPLIER | UNIT COST | SUB-TOTAL | amt | LAB. QUANT. | CONTRACTOR | RATE | SUB-TOTAL | TOTAL
Finishing
interior doors | 2 | 2' - 6" x 6' - 8" | Building Ctr | 70.25 | 140.5 | 2 | int. doors | Band | 75 | 150
shim shingles | 2 | small bundles | Building Ctr | 1.79 | 3.58
passage knobs | 1 | weiser | Building Ctr | 17.49 | 17.49
privacy knobs | 1 | weiser | Building Ctr | 20 | 20
door stops | 8 | spring type | Building Ctr | 1.79 | 14.32
casing | 400 | 2 1/4" x 14' prefinished | Building Ctr | 0.62 | 248 | 400 | lineal feet trim | Band | 0.3 | 120
carpenter glue | 1 | 300 ml | Building Ctr | 4.73 | 4.73
misc silicone | 2 | 325 ml | Building Ctr | 5.99 | 11.98
nail putty | 2 | jars | Building Ctr | 2.9 | 5.8
|  |  |  | mat sub-total: | 466.4 | 46.64 | 513.04 |  | lab sub-total: | 270 | 783.04
Tub surround / Ceramic tile |  | secure and recaulk existing
silicone | 2 | bathroom type | Building Ctr | 4.92 | 9.84 | 50 |  | Band | 1 | 50
|  |  |  | mat sub-total: | 9.84 | 0.984 | 10.824 |  | lab sub-total: | 50 | 60.824
Remove existing underlay & flooring | [5 empty] | 720 | sq ft | Band | 0.6 | 432
Underlay | [5 empty] | 720 | sq ft | Band | 0.5 | 360
Underlay | 23 | 4' x 8' x 1/4"" fir | Building Ctr | 17.9 | 411.7
underlay nails | 35 | box 1 1/4" ringed floor nails | Building Ctr | 1.25 | 43.75
floor leveler | 2 | with flooring | Building Ctr | 13.19 | 26.38
|  |  |  | mat sub-total: | 481.83 | 48.183 | 530.013 |  | lab sub-total: | 792 | 1322.013
Flooring package | [5 empty] | 765 | sq ft | Band | 1 | 765
VC Tile | 765 | 20 boxes 12"x 12" x 1/8" | Building Ctr | 0.87 | 665.55
pail floor glue | 1 | latex | Building Ctr | 42.08 | 42.08
glue spreader | 1 |  | Building Ctr | 2.79 | 2.79
tile sealer | 1 | 4 L - 1200 sq. ft. coverage | Building Ctr | 44.95 | 44.95 | 720 | sq ft | Band | 0.15 | 108
tile top coat | 1 |  | Building Ctr | 44.95 | 44.95
delivery charge | 1 | listed elsewhere | Building Ctr | 50 | 50
|  |  |  | mat sub-total: | 850.32 | 85.032 | 935.352 |  | lab sub-total: | 873 | 1808.352
Site Cleaning | 0 |  |  |  | 0 | 1 |  | Band | 200 | 200 | 200
Final Cleaning | 1 |  | Building Ctr | 50 | 50 | 1 |  | Band | 200 | 200 | 250
Material Shipping & Handling | 1 |  | Building Ctr | 200 | 200 | [5 empty] | 200 | Line on 301
[10 empty] | Sub-Total: | 40066.551 | Line 10
ADDITIONAL ITEMS | [9 empty] | 5% Contingency: | 2003.3275 | Line 19
Site Prep |  | If relocating or adding on | [8 empty] | 0 | Line 8
Water supply | 0 | Testing, service etc. | Band | 1200 | 0 |  | Includes shock chlorination |  |  |  | 0 | Line 14
Sewage disposal system | 0 | Testing, service etc. | Band | 1200 | 0 | [5 empty] | 0 | Line 14
Frieght Charges | 1 |  | Ridsdale | 3000 | 3000 | [5 empty] | 3000 | Line 16
Appliances | 1 | Fridge & Stove & washer & dryer |  | 1700 | 1700 | 170 | 1870 |  |  | 0 | 1870 | Line 11
Project Manager | 1 |  | Project Manager inc | 0 | 0 | [5 empty] | 0 | Line 15
Architect / Blueprints | 0 |  | PAGC Services | 0 | 0 | [5 empty] | 0 | Line 2
Engineering | 0 |  | PAGC Services | 0 | 0 | [5 empty] | 0 | Line 2
Consultants | 1 | Costing, photos, sketches | PAGC Services | 250 | 250 |  | Complete 301 application, Const. Mgmt. Plan, Plot Plans etc. |  |  |  | 250 | Line 3
Insurance During Const. | 1 |  | Insurer | 387 | 387 | [5 empty] | 387 | Line 20
Utilities During Const. | 2 |  | SaskPower | 350 | 700 | [5 empty] | 700 | Line 20
Audit | 1 |  | Myers Norris Penny | 200 | 200 | [5 empty] | 200 | Line 5
Interest during const. | 1 |  | CMHC Direct | 855 | 855 | [5 empty] | 855 | Line 1
[10 empty] | Grand Total: | 49331.8786

## r3
Any First Nation 2006 / 2007 - Multi UNIT PROJECT |  |  |  |  | PROJECT: | Sample reno
DESCRIPTION | LINE | MAT. QUANT. | SUPPLIER | UNIT COST | SUB-TOTAL | LINE | LAB. QUANT. | CONTRACTOR | RATE | SUB-TOTAL | TOTAL
Plumbing |  | Attach report on system | Building Ctr |  |  | 1 | plumbing labor | per hour | 800 | 800
Material pkg. | 1 | see attached |  | 1261 | 1261
misc. | 0 | Travel |  | 0 | 0
|  |  |  | mat sub-total: | 1261 | 126.1 | 1387.1 |  | lab sub-total: | 800 | 2187.1
Heating |  | need quote | Electric co |  |  | 8 | labor | per hour | 110 | 880
| 1 | Replace 1 furnace, clean duct system, replace missing grills |  |  | 2450
|  | Add Principal exhaust |  |  | 750
|  |  |  | mat sub-total: | 3200 | 320 | 3520 |  | lab sub-total: | 880 | 4400
Electrical & heating repairs |  | see attched quote | Liteway
Material pkg. | 1 |  |  |  | 0 |  |  | Band
misc. | 1 | Travel |  |  | 0
|  |  |  | mat sub-total: | 0 | 0 | 0 |  | lab sub-total: | 0 | 5600
Wood Stove |  |  | Band |  |  | 1 |  | Band | 350 | 350
Wood Stove | 1 | Valley comfort | Building Ctr | 1200 | 1200
fan | 1 |  |  | 225 | 225
board/stove | 3 |  |  | 119.99 | 359.97
stove board joiner | 1 |  |  | 16.89 | 16.89
stove board kit | 1 |  |  | 22.99 | 22.99
Pipe/chimney | 2 | 36" |  | 82.99 | 165.98
Pipe/chimney | 1 | 24" |  | 82.99 | 82.99
roof flashing | 1 |  |  | 67.99 | 67.99
ceiling support | 1 |  |  | 54.99 | 54.99
pipe, stove black | 1 |  |  | 14.99 | 14.99
adjustable elbow pipe | 1 |  |  | 10.49 | 10.49
|  |  |  | mat sub-total: | 2222.28 | 222.228 | 2444.508 |  | lab sub-total: | 350 | 2794.508
DESCRIPTION | PCS | DIMENSIONS | SUPPLIER | UNIT COST | SUB-TOTAL | amt | LAB. QUANT. | CONTRACTOR | RATE | SUB-TOTAL | TOTAL
Delapidated Structure |  | Remove 2 porches, includes disposal to landfill |  |  |  | 120 | sq ft | Band | 3 | 360 | 360
Foundation repairs |  | Provide additional 2 feet high PWF onto existing 2' concrete foundation
Remove floor insulation |  | reinsulate listed elsewhere |  |  |  | 720 | sq ft | Band | 0.4 | 288
excavate / backfill |  | includes grading |  |  |  | 1 | unit | Band | 1000 | 1000
Raise foundation |  | provide temporary beam with telepost jacks to raise unit c.w bracing |  |  |  | 712 | sq ft | Band | 7.5 | 5340
teleposts | 9 | c/w 4" x 6" plate |  | 42.97 | 386.73
2" x 10" x 12' | 18 | main beam & 2 temporary livting beams |  | 12.54 | 225.72
PWF pony wall |  | 2 ft. existing concrete. Add 2ft high pwf pony wall. |  |  |  | 108 | lin. Ft. | Band | 5 | 540
ext. wall studs | 14 | 2" x 6" x 16' pwf |  | 14.14 | 197.96
ext. wall plates | 27 | 2" x 6" x 12' pwf |  | 10.61 | 286.47
wall sheathing | 7 | 4' x 8' x 1/2" pwf |  | 34.15 | 239.05
grade strip and corner protection | 4 | 4' x 8' x 1/2" pwf |  | 34.15 | 136.6
sill gasket | 1 | 5-1/2"x82' |  | 5.98 | 5.98
galv straps | 42 |  |  | 0.65 | 27.3
end cut preservative | 1 |  |  | 9.49 | 9.49
fasteners | 25 | 3 1/2" galvanized nails |  | 1.45 | 36.25
fasteners | 15 | 2 1/2" galvanized nails |  | 1.85 | 27.75
fasteners | 40 | anchor bolts |  | 0.79 | 31.6
butyl sealant | 8 | tubes |  | 5.72 | 45.76
damproof / frost protect |  | repair and seal cracks as needed, damproof & add frost protection |  |  |  | 540 | sq ft | Band | 1 | 540
poly damproof | 1 | 1000 sq ft roll |  | 61.99 | 61.99
cardboard | 120 | lin ft x 4 ft |  | 0.9 | 108
frost protection | 16 | 2'x8'x2" rigid insulation |  | 13.36 | 213.76
sump pit liner | 1 | 17" x 25" |  | 220 | 220 | 1 |  |  | 100 | 100
sump pit locking lid | 1 |  |  | 41.49 | 41.49
ground cover | 1 | 1000 sq ft roll |  | 61.99 | 61.99 | 864 | sq ft | Band | 0.15 | 129.6
wash rock | 10 | cubic yds Level & compact fill |  | 25 | 250 | 864 | sq ft | Band | 0.2 | 172.8
| 0 |  | Building Ctr |  | 0
| 0 |  | Building Ctr |  | 0
|  |  |  | mat sub-total: | 2613.89 | 261.389 | 2875.279 |  | lab sub-total: | 8110.4 | 10985.679
DESCRIPTION | PCS | DIMENSIONS | SUPPLIER | UNIT COST | SUB-TOTAL | amt | LAB. QUANT. | CONTRACTOR | RATE | SUB-TOTAL | TOTAL
Roof Deterioration |  | low slope roof leaks caused deterioration, change roof system on addition to 3rd gable c/w new asphalt shingles.
Remove shingles |  | Tear off old asphalt shingles |  |  |  | 900 | sq. ft | Band | 0.35 | 315
Remove roof framing | Tear off addition roof framing to original truss plus all soffit and facia throughout. |  |  |  |  | 572 | sq. ft | Band | 0.75 | 429
New Roof Trusses | [5 empty] | 572 | sq. ft | Band | 1 | 572
roof trusses | 6 | pcs. 10' x 24' addition | Building Ctr | 150 | 900 |  | heel hieght to suit existing conditions
ladders | 4 | 2' x 4" x 16' spr | Building Ctr | 5.75 | 23
facia | 4 | 2" x 6" x 16' spr | Building Ctr | 8.31 | 33.24
strapping | 3 | 2' x 4" x 16' spr | Building Ctr | 5.75 | 17.25
insul stops | 10 | "24" waxed | Building Ctr | 0.99 | 9.9
roof sheathing | 16 | 4' x 8' x 7/16"" osb | Building Ctr | 10.55 | 168.8
plywood clips | 1 | bags 1/2" - 100 | Building Ctr | 4.99 | 4.99
misc backing | 4 | 2" x 4" x 12' spr | Building Ctr | 4.16 | 16.64
coated nails | 10 | 2 1/2" coated | Building Ctr | 1.85 | 18.5
Roofing |  | Install new Asphalt shingles |  |  | 0 | 42 | bundles | Band | 16 | 672
asphalt shingles | 38 | 20 yr / 3 tab | Building Ctr | 17.99 | 683.62
starters and ridge cap | 4 |  | Building Ctr | 17.99 | 71.96
valley flashing | 1 | bituthane 3' x 75' | Building Ctr | 126 | 126
flashing | 3 | flexible | Building Ctr | 19.95 | 59.85
roof edge | 7 | 10 ft. alum. Pcs. | Building Ctr | 4.14 | 28.98
roof felt | 2 | 15 lb felt | Building Ctr | 22.75 | 45.5
staples | 1 | box 3/8" | Building Ctr | 9.95 | 9.95
Roofing nails | 1 | 1 1/4" galv | Building Cntr | 48.99 | 48.99
blackjack | 6 | quart size | Building Cntr | 4.04 | 24.24
|  |  |  | mat sub-total: | 2291.41 | 229.141 | 2520.551 |  | lab sub-total: | 1988 | 4508.551
Insul/Vap Barrier pkg
| walls | R-20 - PWF |  |  |  | 108 | lin ft x 2' high | Band | 1 | 108
| joists | R-20 |  |  |  | 108 | lin ft x 1' high | Band | 0.75 | 81
| attic | r-40 |  |  |  | 720 | sq. ft. | Band | 0.4 | 288
R-12 batt insulation | 0 | 15" - 88 sq. ft. per bag | Building Ctr | 20.59 | 0
R-20 batt insulation | 20 | 15" - 49 sq. ft. per bag | Buildingctr | 28.49 | 569.8
R-20 batt insulation | 23 | 24" - 75 sq. ft. per bag | Buildingctr | 28.49 | 655.27
vapour barrier | 1 | 102" x 1000 sq. ft. | Buildingctr | 61.99 | 61.99
accoustic sealant | 4 | 825 ml tubes | Buildingctr | 4.9 | 19.6
staples | 1 | 1/4" x 5000 staples | Buildingctr | 13.49 | 13.49
|  |  |  | mat sub-total: | 1320.15 | 132.015 | 1452.165 |  | lab sub-total: | 477 | 1929.165
DESCRIPTION | PCS | DIMENSIONS | SUPPLIER | UNIT COST | SUB-TOTAL | amt | LAB. QUANT. | CONTRACTOR | RATE | SUB-TOTAL | TOTAL
Remove Siding |  | includes disposal |  |  |  | 1000 | sq. ft. | Band | 0.3 | 300
Exterior cladding |  | Installation |  |  |  | 1000 | sq. ft. | Band | 0.75 | 750
house wrap | 1 | 9' - 6" x 195' | Building Ctr | 174.59 | 174.59
staples | 1 |  | Building Ctr | 9.95 | 9.95
building paper tape | 1 |  | Building Ctr | 10.99 | 10.99
Starter strips | 12 | 10 ft. metal | Building Ctr | 6.83 | 81.96
jointss connecters | 100 | D5 joints | Building Ctr | 1.15 | 115
Galv nails | 20 | 2 1/2" galv | Building Ctr | 1.85 | 37
Galv siding air fasteners | 0 | 2 3/8" galv | Building Ctr | 65.95 | 0
Corner trim | 8 | 2' x 4' x 10' acq | Building Ctr | 6 | 48
Ext. cladding | 104 | canex lap siding | Building Ctr | 27.5 | 2860
Vinyl J-Trim | 50 |  | Building Ctr | 4.59 | 229.5
adhesive | 0 | "no-nail" adhesive | Building Ctr | 6.69 | 0
Exterior sealant | 8 |  | Building Ctr | 4.93 | 39.44
Drip cap | 4 |  | Building Ctr | 5.06 | 20.24
touch-up paint | 1 |  | Building Ctr | 15.49 | 15.49
receptacle trim | 2 |  | Building Ctr | 6.39 | 12.78
air vent trim | 3 |  | Building Ctr | 24.99 | 74.97
delivery & picker truck | 0 | included elsewhere | Building Ctr | 0 | 0
|  |  |  | mat sub-total: | 3729.91 | 372.991 | 4102.901 |  | lab sub-total: | 1050 | 5152.901
Exterior painting |  | scrape and paint exterior wood trim, soffit and facia. |  |  |  | 100 | sq. ft. | Band | 0.7 | 70
Exterior primer | 1 | 3.78 litre | Building Ctr | 33.05 | 33.05
Exterior paint | 1 | 3.78 litre | Building Ctr | 44.99 | 44.99
paint rollers | 1 |  | Building Ctr | 2.39 | 2.39
paint brushes | 1 | 4" | Building Ctr | 3.88 | 3.88
paint thinner | 1 | 4 litre | Building Ctr | 4.19 | 4.19
eco charge | 2 |  |  | 0.4 | 0.8
|  |  |  | mat sub-total: | 89.3 | 8.93 | 98.23 |  | lab sub-total: | 70 | 168.23
DESCRIPTION | pcs | MAT. QUANT. | SUPPLIER | UNIT COST | SUB-TOTAL | amt | LAB. QUANT. | CONTRACTOR | RATE | SUB-TOTAL | TOTAL
Window & Door pkg | 4 | double low-E vinyl | Building Ctr | 630 | 2520 | 4 |  |  | 125 | 500
|  |  |  | mat sub-total: | 2520 | 252 | 2772 |  | lab sub-total: | 500 | 3272
Exterior doors | [5 empty] | 2 |  | Band | 200 | 400
Ext Door | 2 | 6P 6.5J 36X80 | Building Ctr | 215 | 430 |  | jamb wrapped
storm door | 0 | 3' - 0" metal | Building Ctr |  | 0
Dead bolt prep | 2 |  | Building Ctr | 25 | 50
Deadbolt | 2 |  | Building Ctr | 39.99 | 79.98
Keyed alike locksets | 2 |  | Building Ctr | 28.12 | 56.24
screws, yellow zinc | 1 |  | Building Ctr | 3.99 | 3.99
expanding foam | 2 |  | Building Ctr | 10 | 20
casing | 0 | listed elsewhere | Building Ctr | 0 | 0
shim shingles | 2 | small bundles | Building Ctr | 1.79 | 3.58
misc fasteners | 2 |  | Building Ctr | 1.88 | 3.76
exterior caulking | 2 |  | Building Ctr | 4.93 | 9.86
|  |  |  | mat sub-total: | 657.41 | 65.741 | 723.151 |  | lab sub-total: | 400 | 1123.151
Eavestrouging | [5 empty] | 112 | feet | Building Ctr | 1 | 112
Gutter | 9 | 4" x 10 ft. alum. gutter |  | 12.02 | 108.18
downpipe | 4 | 2.5" x 2.5" x 10 ft. alum. |  | 12.56 | 50.24
hanger | 50 | aluminum |  | 0.53 | 26.5
end caps | 2 | left hand |  | 0.73 | 1.46
end caps | 2 | right hand |  | 0.73 | 1.46
db-drop outlet | 4 | 2.5" x 2.5" mill alum. |  | 1.27 | 5.08
elbows | 4 | 2.5" x 2.5" elbows alum. |  | 1.79 | 7.16
downpipe straps | 6 |  |  | 0.62 | 3.72
fasteners | 5 | 3" zinc |  | 2.79 | 13.95
sealer | 3 | tremco gutter seal |  | 5.53 | 16.59
splash pads | 5 | includes 2 hose bibs pads | Building Ctr | 14.02 | 70.1
|  |  |  | mat sub-total: | 304.44 | 30.444 | 334.884 |  | lab sub-total: | 112 | 446.884
DESCRIPTION | pcs | MAT. QUANT. | SUPPLIER | UNIT COST | SUB-TOTAL | amt | LAB. QUANT. | CONTRACTOR | RATE | SUB-TOTAL | TOTAL
Mold Remediation |  | remove water & mold damaged ceiling, mold clean-up procedures shall be taken when removing deteriorated porches and roof system.
Contain Unit & prep | [5 empty] | 720 | surface area | Band | 1.25 | 900
Demolition | [5 empty] | 720 | surface area | Band | 1.25 | 900
Tyvek suits | 4 |  | Building Ctr | 12 | 48
N100 face respirator masks | 4 | double | Building Ctr | 8 | 32
Garbage bags | 6 | heavy duty | Building Ctr | 1 | 6
detergent | 2 | allowance - Tri sodium phosphate etc. |  | 20 | 40
CGSB poly | 1 | 102" x 1000 sq. ft. | Buildingctr | 61.99 | 61.99
tape | 4 |  | Building Ctr | 2.99 | 11.96
|  |  |  | mat sub-total: | 199.95 | 19.995 | 219.945 |  | lab sub-total: | 1800 | 2019.945
Patch and Paint
Drywall |  | Mold affected areas & damaged |  |  |  | 720 | surface area | Band | 0.75 | 540
4' x 8' x 1/2" | 0 | 0 | Building Ctr | 0.42 | 0
4' x 10' x 1/2" | 0 | 0 | Building Ctr | 0.42 | 0
4' x 12' x 1/2" | 0 | 0 | Building Ctr | 0.42 | 0
4' x 14' x 1/2" | 0 | 0 | Building Ctr | 0.42 | 0
4' x 12' x 1/2"CD | 15 | 720 | Building Ctr | 0.57 | 410.4
4' x 8' x 1/2" aqua | 0 | 0 | Building Ctr | 0.57 | 0
drywall screws | 15 | lb 1 1/4" | Building Ctr | 2.75 | 41.25
drywall nails | 5 | lb 1 1/4" | Building Ctr | 1.49 | 7.45
|  |  |  | mat sub-total: | 451.65 | 45.165 | 496.815 |  | lab sub-total: | 540 | 1036.815
Taping | [5 empty] | 720 | floor area | Band | 0.5 | 360
drywall compound | 3 | box all purpose | Building Ctr | 18.95 | 56.85
drywall tape | 1 | 500' x 2 " rolls | Building Ctr | 5.48 | 5.48
corner bead | 0 | 8 ' paper/metal | Building Ctr | 2.79 | 0
sandpaper | 0.25 | roll 150 grit | Building Ctr | 24.95 | 6.2375
sponge sanders | 1 | duel angle | Building Ctr | 2.99 | 2.99
poly | 0 | 102" x 1500 sq. ft. | Building Ctr | 27.95 | 0
|  |  |  | mat sub-total: | 71.5575 | 7.1558 | 78.7133 |  | lab sub-total: | 360 | 438.7133
DESCRIPTION | pcs | MAT. QUANT. | SUPPLIER | UNIT COST | SUB-TOTAL | amt | LAB. QUANT. | CONTRACTOR | RATE | SUB-TOTAL | TOTAL
Painting |  | paint existing wall finish & trim |  |  |  | 720 | floor area | Band | 1 | 720
primer | 1 | 18.9 litre latex | Building Ctr | 85.45 | 85.45
stain blocker primer | 1 |  | Building Ctr | 37.95 | 37.95
interior trim paint | 1 |  | Building Ctr | 32.95 | 32.95 | 0 | lineal feet casing | Band | 0.3 | 0
interior semi-gloss | 1 | 18.9 litre latex | Building Ctr | 134.95 | 134.95
eco charge | 10 | for paint |  | 0.4 | 4
painters tape | 1 |  | Building Ctr | 2.99 | 2.99
sandpaper | 0 | aluminum oxide 150 grit | Building Ctr | 0.89 | 0
roller cages | 2 |  | Building Ctr | 4.99 | 9.98
paint trays | 2 |  | Building Ctr | 3.75 | 7.5
tray liners | 8 |  | Building Ctr | 1.45 | 11.6
paint brushes | 1 | 75 mm poly | Building Ctr | 7.99 | 7.99
roller refills | 8 |  | Building Ctr | 2.49 | 19.92
ceiling roller refill | 0 |  | Building Ctr | 5.89 | 0
wood stain | 1 | handrails, closets, misc. | Building Ctr | 17.09 | 17.09
wood varathane | 1 |  | Building Ctr | 13.38 | 13.38
paint thinner | 1 | 4 litres | Building Ctr | 7.49 | 7.49
small paint brush | 1 |  | Building Ctr | 6 | 6
|  |  |  | mat sub-total: | 399.24 | 39.924 | 439.164 |  | lab sub-total: | 720 | 1159.164
DESCRIPTION | pcs | MAT. QUANT. | SUPPLIER | UNIT COST | SUB-TOTAL | amt | LAB. QUANT. | CONTRACTOR | RATE | SUB-TOTAL | TOTAL
FINISHING PACKAGE | [5 empty] | 720 | sq ft | Band | 1 | 720
interior doors | 0 | 1' - 6" x 6' - 8" | Building Ctr | 70.25 | 0
interior doors | 0 | 2' - 0" x 6' - 8" | Building Ctr | 70.25 | 0
interior doors | 0 | 2' - 4" x 6' - 8" | Building Ctr | 70.25 | 0
interior doors | 3 | 2' - 6" x 6' - 8" | Building Ctr | 70.25 | 210.75
interior doors | 0 | 2' - 8" x 6' - 8" | Building Ctr | 70.25 | 0
interior doors | 0 | 3' - 0" x 6' - 8" | Building Ctr | 80.25 | 0
shim shingles | 3 | small bundles | Building Ctr | 1.79 | 5.37
passage knobs | 2 | weiser | Building Ctr | 17.49 | 34.98
privacy knobs | 1 | weiser | Building Ctr | 20 | 20
door stops | 5 | spring type | Building Ctr | 1.79 | 8.95
closet doors | 2 | 2' - 0" bi-fold | Building Ctr | 54.95 | 109.9
closet shelving | 3 | 16"x96" prefinished | Buildingctr | 10.99 | 32.97
closet dowel | 1 | 12' steel closet rod/covered | Buildingctr | 1.5 | 1.5
shelf supports | 3 | pair rod/shelf | Buildingctr | 5.79 | 17.37
shelf supports | 3 | center rod supp. | Buildingctr | 6.25 | 18.75
shelf supports | 6 | pair shelf supp. | Buildingctr | 7.69 | 46.14
jambs | 6 | 1" x 5" x 7' | Building Ctr | 1.48 | 8.88
casing | 500 | 2 1/4" x 14' prefinished | Building Ctr | 0.62 | 310
carpenter glue | 1 | 300 ml | Building Ctr | 4.73 | 4.73
misc silicone | 2 | 325 ml | Building Ctr | 5.99 | 11.98
nail putty | 1 | jars | Building Ctr | 2.9 | 2.9
medicine cabinet | 1 | 36" x 24" tri-mirror | Building Ctr | 164.99 | 164.99
fir handrail | 0 | ft | Building Ctr | 2.32 | 0
handrail brackets | 0 | brass color | Building Ctr | 3.29 | 0
towel bar | 1 | brass color | Building Ctr | 1.77 | 1.77
toilet paper holder | 1 | brass color | Building Ctr | 8.21 | 8.21
soap holder | 1 | brass color | Building Ctr | 8.21 | 8.21
shower rod & curtain | 1 | 5 ft chrome set | Building Ctr | 33.42 | 33.42
2" finish nails | 1 | box 18 gauge | Building Ctr | 16.99 | 16.99
1" finish nails | 1 | box 18 gauge | Building Ctr | 11.99 | 11.99
wood screws | 1 | lb 1 1/2" #8 | Building Ctr | 2.6 | 2.6
wood screws | 1 | lb 3" #8 yel zinc | Building Ctr | 2.6 | 2.6
|  |  |  | mat sub-total: | 1095.95 | 109.595 | 1205.545 |  | lab sub-total: | 720 | 1925.545
DESCRIPTION | pcs | MAT. QUANT. | SUPPLIER | UNIT COST | SUB-TOTAL | amt | LAB. QUANT. | CONTRACTOR | RATE | SUB-TOTAL | TOTAL
Tub surround / Ceramic tile
3 piece tub surround | 1 |  | Building Ctr | 72.99 | 72.99 | 1 |  | Band | 100 | 100
silicone | 0 | bathroom type | Building Ctr | 4.92 | 0
spreader | 1 | 3/16" groove | Building Ctr | 2.99 | 2.99
adhesive | 3 | pl300 | Building Ctr | 4.49 | 13.47
|  |  |  | mat sub-total: | 89.45 | 8.945 | 98.395 |  | lab sub-total: | 100 | 198.395
Remove existing underlay & flooring | [5 empty] | 720 | sq ft | Band | 0.6 | 432
Underlay | [5 empty] | 720 | sq ft | Band | 0.5 | 360
Underlay | 27 | 4' x 8' x 1/4"" fir | Building Ctr | 17.9 | 483.3
underlay nails | 35 | box 1 1/4" ringed floor nails | Building Ctr | 1.25 | 43.75
floor leveler | 1 | with flooring | Building Ctr | 13.19 | 13.19
|  |  |  | mat sub-total: | 540.24 | 54.024 | 594.264 |  | lab sub-total: | 792 | 1386.264
Flooring package | [5 empty] | 792 | sq ft | Band | 1 | 792
VC Tile | 792 | 20 boxes 12"x 12" x 1/8" | Building Ctr | 0.87 | 689.04
pail floor glue | 1 | latex | Building Ctr | 42.08 | 42.08
glue spreader | 1 |  | Building Ctr | 2.79 | 2.79
tile sealer | 1 | 4 L - 1200 sq. ft. coverage | Building Ctr | 44.95 | 44.95 | 720 | sq ft | Band | 0.15 | 108
tile top coat | 1 |  | Building Ctr | 44.95 | 44.95
delivery charge | 1 | listed elsewhere | Building Ctr | 50 | 50
|  |  |  | mat sub-total: | 873.81 | 87.381 | 961.191 |  | lab sub-total: | 900 | 1861.191
Cabinets/vanity | 1 | as per quote | Building Ctr | 4100 | 4100 | 410 | 4510 | lab flat chg |  | 200 | 4710
Site Cleaning | 0 |  |  |  | 0 | 1 |  | Band | 200 | 200 | 200
Difficiencies | 0 |  | Building Ctr | 0 | 0 | 0 |  | Band |  | 0 | 0
Final Cleaning | 1 |  | Building Ctr | 50 | 50 | 1 |  | Band | 200 | 200 | 250
Material Shipping & Handling | 1 |  | Building Ctr | 250 | 250 | [5 empty] | 250 | Line on 301
[10 empty] | Sub-Total: | 58364.2012 | Line 10
ADDITIONAL ITEMS | [9 empty] | 5% Contingency: | 2918.2101 | Line 19
Site Prep |  | If relocating or adding on | [8 empty] | 0 | Line 8
Water supply | 0 | Testing, service etc. | Band | 1200 | 0 |  | Includes shock chlorination |  |  |  | 0 | Line 14
Sewage disposal system | 0 | Testing, service etc. | Band | 1200 | 0 | [5 empty] | 0 | Line 14
Frieght Charges | 2 |  | Ridsdale | 3000 | 6000 | [5 empty] | 6000 | Line 16
Appliances | 1 | Fridge & Stove & washer & dryer |  | 1700 | 1700 | 170 | 1870 |  |  | 0 | 1870 | Line 11
Project Manager | 1 |  | Project Manager inc | 0 | 0 | [5 empty] | 0 | Line 15
Architect / Blueprints | 0 |  | PAGC Services | 0 | 0 | [5 empty] | 0 | Line 2
Engineering | 0 |  | PAGC Services | 0 | 0 | [5 empty] | 0 | Line 2
Consultants | 1 | Costing, photos, sketches | PAGC Services | 250 | 250 |  | Complete 301 application, Const. Mgmt. Plan, Plot Plans etc. |  |  |  | 250 | Line 3
Insurance During Const. | 1 |  | Insurer | 387 | 387 | [5 empty] | 387 | Line 20
Utilities During Const. | 2 |  | SaskPower | 350 | 700 | [5 empty] | 700 | Line 20
Audit | 1 |  | Myers Norris Penny | 200 | 200 | [5 empty] | 200 | Line 5
Interest during const. | 1 |  | CMHC Direct | 855 | 855 | [5 empty] | 855 | Line 1
[10 empty] | Grand Total: | 71544.4113

## r4
Any First Nation 2006 / 2007 - Multi UNIT PROJECT |  |  |  |  | PROJECT: | Sample reno
DESCRIPTION | LINE | MAT. QUANT. | SUPPLIER | UNIT COST | SUB-TOTAL | LINE | LAB. QUANT. | CONTRACTOR | RATE | SUB-TOTAL | TOTAL
Plumbing |  | Attach report on system | Building Ctr |  |  | 1 | plumbing labor | per hour | 800 | 800
Material pkg. | 1 | see attached |  | 1261 | 1261
misc. | 0 | Travel |  | 0 | 0
|  |  |  | mat sub-total: | 1261 | 126.1 | 1387.1 |  | lab sub-total: | 800 | 2187.1
Heating & Ventilation |  | need quote | Electric co |  |  | 8 | labor | per hour | 110 | 880
material pkg. | 0 | includes kitchen & bathroom exhaust and/or central exhaust |  |  | 1000
misc. | 1 | Travel & expenses |  |  | 1200
|  |  |  | mat sub-total: | 2200 | 220 | 2420 |  | lab sub-total: | 880 | 3300
Electrical & heating repairs |  | see attched quote | Liteway
Material pkg. | 1 |  |  |  | 0 |  |  | Band
misc. | 1 | Travel |  |  | 0
|  |  |  | mat sub-total: | 0 | 0 | 0 |  | lab sub-total: | 0 | 5900
Wood Stove |  |  | Band |  |  | 1 |  | Band | 350 | 350
Wood Stove | 1 | Valley comfort | Building Ctr | 1200 | 1200
fan | 1 |  |  | 225 | 225
board/stove | 3 |  |  | 119.99 | 359.97
stove board joiner | 1 |  |  | 16.89 | 16.89
stove board kit | 1 |  |  | 22.99 | 22.99
Pipe/chimney | 2 | 36" |  | 82.99 | 165.98
Pipe/chimney | 1 | 24" |  | 82.99 | 82.99
roof flashing | 1 |  |  | 67.99 | 67.99
ceiling support | 1 |  |  | 54.99 | 54.99
pipe, stove black | 1 |  |  | 14.99 | 14.99
adjustable elbow pipe | 1 |  |  | 10.49 | 10.49
|  |  |  | mat sub-total: | 2222.28 | 222.228 | 2444.508 |  | lab sub-total: | 350 | 2794.508
DESCRIPTION | PCS | DIMENSIONS | SUPPLIER | UNIT COST | SUB-TOTAL | amt | LAB. QUANT. | CONTRACTOR | RATE | SUB-TOTAL | TOTAL
Foundation repairs |  | Provide proper foundation for 2 porches
Delapidated Structure |  | Remove delapidated porch |  |  |  | 64 | sq ft | Band | 5 | 320
excavate / backfill |  | includes grading |  |  |  | 1 | unit | Band | 1000 | 1000
Remove floor insulation |  | reinsulate joists listed elsewhere |  |  |  | 1200 | sq ft | Band | 0.4 | 480
replace rotton floor joists |  | Cut out deterioration, laminate new floor joists to existing where damaged.
teleposts | 3 | c/w 4" x 6" plate | Building Ctr | 42.97 | 128.91 |  | replace wood columns with new adjustable steel columns
2" x 10" x 12' | 10 | floor & rim joist | Building Ctr | 12.54 | 125.4
damproof / frost protect |  | repair and seal cracks as needed, damproof & add frost protection |  |  |  | 300 | sq ft | Band | 1 | 300
plastic cement | 1 | 4 kg | Building Ctr | 9.48 | 9.48
found. coat primer | 1 | 20 litre | Building Ctr | 42.39 | 42.39
foundation coat | 1 | 20 litre | Building Ctr | 31.1 | 31.1
weeping tile | 130 | ft x 4' | Building Ctr | 0.61 | 79.3
weeping tile | 1 | tee | Building Ctr | 3.96 | 3.96
weeping tile | 2 | coupling | Building Ctr | 3.96 | 7.92
paint rollers | 1 |  | Building Ctr | 6.11 | 6.11 |  |  | Band | included
Foundation wall insulation | 8 | 2'x8'x2" rigid insulation | Building Ctr | 13.36 | 106.88
frost protection | 14 | 2'x8'x2" rigid insulation | Building Ctr | 13.36 | 187.04
sump pit liner | 1 | 17" x 25" | Building Ctr | 220 | 220 | 1 |  |  | 100 | 100
sump pit locking lid | 1 |  | Building Ctr | 41.49 | 41.49
ground cover | 1 | 1500 sq ft roll | Building Ctr | 61.99 | 61.99 | 1200 | sq ft | Band | 0.15 | 180
wash rock | 14 | cubic yds Level & compact fill |  | 25 | 350 | 1200 | sq ft | Band | 0.4 | 480
| 1 | 102" x 1500 sq. ft. | Building Ctr | 90.25 | 90.25
|  |  |  | mat sub-total: | 1492.22 | 149.222 | 1641.442 |  | lab sub-total: | 2860 | 4501.442
DESCRIPTION | PCS | DIMENSIONS | SUPPLIER | UNIT COST | SUB-TOTAL | amt | LAB. QUANT. | CONTRACTOR | RATE | SUB-TOTAL | TOTAL
Roofing repairs |  | Remove all wood soffit and replace rough wood facia throughout unit. |  |  |  | 120 | lineal ft. | Band | 2 | 240
rough facia | 12 | 2" x 6" x 16' spr | Building Ctr | 8.31 | 99.72
roof sheathing | 4 | 4' x 8' x 7/16"" osb | Building Ctr | 10.55 | 42.2
plywood clips | 1 | bags 1/2" - 100 | Building Ctr | 4.99 | 4.99
misc backing | 5 | 2" x 4" x 12' spr | Building Ctr | 4.16 | 20.8 | for repairs to truss rafter tails next to deteriorate wood facia
Roofing |  | Install new Asphalt shingles on origianal 30' x 24' plus tie-in to addition 3rd gable |  |  |  |  | 16' x 20' addition roofing in good condition.
|  | attic venting listed elsewhere. |  |  | 0 | 38 | bundles | Band | 16 | 608
asphalt shingles | 33 | 20 yr / 3 tab | Building Ctr | 17.99 | 593.67
starters and ridge cap | 5 |  | Building Ctr | 17.99 | 89.95
valley flashing | 1 | bituthane 3' x 75' | Building Ctr | 126 | 126
flashing | 3 | flexible | Building Ctr | 19.95 | 59.85
step flashing | 0 |  | Building Ctr | 2 | 0
roof edge | 7 | 10 ft. alum. Pcs. | Building Ctr | 4.14 | 28.98
roof felt | 2 | 15 lb felt | Building Ctr | 22.75 | 45.5
staples | 1 | box 3/8" | Building Ctr | 9.95 | 9.95
Roofing nails | 1 | 1 1/4" galv | Building Ctr | 48.99 | 48.99
blackjack | 6 | quart size | Building Ctr | 4.04 | 24.24
|  |  |  | mat sub-total: | 1194.84 | 119.484 | 1314.324 |  | lab sub-total: | 848 | 2162.324
Insul/Vap Barrier pkg |  | includes sealing off existing interior attic access. New gable access listed elsewhere.
| walls | R-20 - PWF |  |  |  | 0 | lin ft x 2' high | Band | 1 | 0
| joists | R-20 |  |  |  | 88 | lin ft x 1' high | Band | 0.75 | 66
| attic | Add R-32 on original side only, not porches or addition. |  |  |  | 720 | sq. ft. | Band | 0.4 | 288
R-12 batt insulation | 8 | 15" - 88 sq. ft. per bag | Building Ctr | 20.59 | 164.72
R-20 batt insulation | 0 | 15" - 49 sq. ft. per bag | Building Ctr | 28.49 | 0
R-20 batt insulation | 10 | 24" - 75 sq. ft. per bag | Building Ctr | 28.49 | 284.9
vapour barrier | 0 | 102" x 1000 sq. ft. | Building Ctr | 61.99 | 0
accoustic sealant | 1 | 825 ml tubes | Building Ctr | 4.9 | 4.9
staples | 1 | 1/4" x 5000 staples | Building Ctr | 13.49 | 13.49
|  |  |  | mat sub-total: | 468.01 | 46.801 | 514.811 |  | lab sub-total: | 354 | 868.811
DESCRIPTION | PCS | DIMENSIONS | SUPPLIER | UNIT COST | SUB-TOTAL | amt | LAB. QUANT. | CONTRACTOR | RATE | SUB-TOTAL | TOTAL
Remove Siding |  | on original side of unit, includes disposal |  |  |  | 800 | sq. ft. | Band | 0.3 | 240
Exterior cladding |  | Installation on original side of unit. |  |  |  | 800 | sq. ft. | Band | 0.75 | 600
house wrap | 1 | 9' - 6" x 195' | Building Ctr | 174.59 | 174.59
staples | 1 |  | Building Ctr | 9.95 | 9.95
building paper tape | 1 |  | Building Ctr | 10.99 | 10.99
Starter strips | 8 | 10 ft. metal | Building Ctr | 6.83 | 54.64
jointss connecters | 80 | D5 joints | Building Ctr | 1.15 | 92
Galv nails | 20 | 2 1/2" galv | Building Ctr | 1.85 | 37
Galv siding air fasteners | 0 | 2 3/8" galv | Building Ctr | 65.95 | 0
Corner trim | 6 | 2' x 4' x 10' acq | Building Ctr | 6 | 36
Ext. cladding | 100 | canex lap siding | Building Ctr | 27.5 | 2750
Vinyl J-Trim | 50 |  | Building Ctr | 4.59 | 229.5
adhesive | 6 | "no-nail" adhesive | Building Ctr | 6.69 | 40.14
Exterior sealant | 8 |  | Building Ctr | 4.93 | 39.44
Drip cap | 4 |  | Building Ctr | 5.06 | 20.24
touch-up paint | 1 |  | Building Ctr | 15.49 | 15.49
receptacle trim | 1 |  | Building Ctr | 6.39 | 6.39
air vent trim | 3 |  | Building Ctr | 24.99 | 74.97
Gable access / vent | 1 |  | Building Ctr | 46.42 | 46.42 |  | labour included
gable vent | 1 |  | Building Ctr | 18.25 | 18.25 |  | labour included
delivery & picker truck | 0 | included elsewhere | Building Ctr | 0 | 0
|  |  |  | mat sub-total: | 3656.01 | 365.601 | 4021.611 |  | lab sub-total: | 840 | 4861.611
DESCRIPTION | PCS | DIMENSIONS | SUPPLIER | UNIT COST | SUB-TOTAL | amt | LAB. QUANT. | CONTRACTOR | RATE | SUB-TOTAL | TOTAL
Decks & steps | 1 | 5' x 5' landing c/w 5 rise steps |  |  |  | 50 | sq ft | Band | 10 | 500
Sidewalk | [5 empty] | 0 | lineal feet | Band | 5 | 0
sidewalk blocks | 0 | 24" x 30" concrete | Buildingctr | 5.99 | 0
deck pad | 2 | 2" x 6" x 16" acq | Buildingctr | 17.92 | 35.84
deck support | 2 | adjustable telepost | Buildingctr | 30.62 | 61.24
post bracket | 2 |  | Buildingctr | 3.79 | 7.58
deck beams/rim | 1 | 2" x 6" x 16" acq | Buildingctr | 17.92 | 17.92
patio picket | 50 | 2" x 2" x 42" acq | Buildingctr | 1.79 | 89.5
top rails | 1 | 2" x 4" x 12" acq | Buildingctr | 7.95 | 7.95
top side rails | 1 | 2" x 4" x 12" acq | Buildingctr | 7.95 | 7.95
deck floor | 5 | 2" x 6" x 10' acq | Buildingctr | 10.95 | 54.75
deck steps | 2 | 2" x 10" x 16' | Buildingctr | 28.98 | 57.96
plywood for stair attach | 1 |  | Buildingctr | 5 | 5
sgl joist hangers | 6 |  | Buildingctr | 0.65 | 3.9
dbl joist hangers | 4 |  | Buildingctr | 0.85 | 3.4
misc fasteners | 5 | lbs deck screws | Buildingctr | 2.89 | 14.45
misc fasteners | 4 | lag screws 3 1/2" | Buildingctr | 0.49 | 1.96
misc fasteners | 4 | washers | Buildingctr | 0.05 | 0.2
deck stain | 2 | 4 litre pails | Buildingctr | 28.99 | 57.98
paint rollers | 1 |  | Buildingctr | 2.39 | 2.39
paint brushes | 1 | 4" | Buildingctr | 3.88 | 3.88
end cut preservative | 1 |  | Buildingctr | 8.69 | 8.69
paint thinner | 1 | 4 litre | Buildingctr | 4.19 | 4.19
delivery charge | 1 | included | Buildingctr | 25 | 25
|  |  |  | mat sub-total: | 471.73 | 47.173 | 518.903 |  | lab sub-total: | 500 | 1018.903
Exterior painting |  | scrape and paint exterior wood trim. |  |  |  | 300 | sq. ft. | Band | 0.7 | 210
Exterior primer | 1 | 3.78 litre | Building Ctr | 33.05 | 33.05
Exterior paint | 2 | 3.78 litre | Building Ctr | 44.99 | 89.98
paint rollers | 1 |  | Building Ctr | 2.39 | 2.39
paint brushes | 1 | 4" | Building Ctr | 3.88 | 3.88
paint thinner | 1 | 4 litre | Building Ctr | 4.19 | 4.19
eco charge | 3 |  |  | 0.4 | 1.2
|  |  |  | mat sub-total: | 134.69 | 13.469 | 148.159 |  | lab sub-total: | 210 | 358.159
DESCRIPTION | pcs | MAT. QUANT. | SUPPLIER | UNIT COST | SUB-TOTAL | amt | LAB. QUANT. | CONTRACTOR | RATE | SUB-TOTAL | TOTAL
Window pkg. |  | large livingroom, 1 kitchen & 3 bedrooms.
standard sizes | 2 |  | Building Ctr | 630 | 1260 | 2 |  |  | 125 | 250
large picture window | 1 |  | Building Ctr | 1030 | 1030 | 1 |  |  | 175 | 175
framing repairs repairs | 4 | 2" x 6" x 12' spr | Building Ctr | 5.99 | 23.96 | 1 |  |  | 100 | 100
misc. material | 1 |  | Building Ctr | 40 | 40
|  |  |  | mat sub-total: | 2353.96 | 235.396 | 2589.356 |  | lab sub-total: | 525 | 3114.356
Exterior doors
Ext Door | 0 | 6P 6.5J 36X80 | Building Ctr | 215 | 0 | 0 |  | Band | 200 | 0
storm door | 0 | 3' - 0" metal | Building Ctr | 250 | 0 | 0 |  | Band | 150 | 0
Dead bolt prep | 0 |  | Building Ctr | 25 | 0
Deadbolt | 0 |  | Building Ctr | 39.99 | 0
Keyed alike locksets | 0 |  | Building Ctr | 28.12 | 0
screws, yellow zinc | 0 |  | Building Ctr | 3.99 | 0
expanding foam | 0 |  | Building Ctr | 10 | 0
casing | 0 | listed elsewhere | Building Ctr | 0 | 0
shim shingles | 0 | small bundles | Building Ctr | 1.79 | 0
misc fasteners | 0 |  | Building Ctr | 1.88 | 0
exterior caulking | 0 |  | Building Ctr | 4.93 | 0
|  |  |  | mat sub-total: | 0 | 0 | 0 |  | lab sub-total: | 0 | 0
Eavestrouging | [5 empty] | 120 | feet | Building Ctr | 1 | 120
Gutter | 10 | 4" x 10 ft. alum. gutter | Building Ctr | 12.02 | 120.2
downpipe | 3 | 2.5" x 2.5" x 10 ft. alum. | Building Ctr | 12.56 | 37.68
hanger | 60 | aluminum | Building Ctr | 0.53 | 31.8
end caps | 3 | left hand | Building Ctr | 0.73 | 2.19
end caps | 3 | right hand | Building Ctr | 0.73 | 2.19
db-drop outlet | 3 | 2.5" x 2.5" mill alum. | Building Ctr | 1.27 | 3.81
elbows | 6 | 2.5" x 2.5" elbows alum. | Building Ctr | 1.79 | 10.74
downpipe straps | 9 |  | Building Ctr | 0.62 | 5.58
fasteners | 10 | 3" zinc | Building Ctr | 2.79 | 27.9
sealer | 4 | tremco gutter seal | Building Ctr | 5.53 | 22.12
splash pads | 5 | includes 2 hose bibs pads | Building Ctr | 14.02 | 70.1
|  |  |  | mat sub-total: | 334.31 | 33.431 | 367.741 |  | lab sub-total: | 120 | 487.741
DESCRIPTION | pcs | MAT. QUANT. | SUPPLIER | UNIT COST | SUB-TOTAL | amt | LAB. QUANT. | CONTRACTOR | RATE | SUB-TOTAL | TOTAL
Mold Remediation |  | take precautions to remove joist insulation.
Contain Unit & prep | [5 empty] | 1 | unit | Band | 300 | 300
Demolition |  | included elsewhere |  |  |  | 0 | unit | Band |  | 0
Tyvek suits | 2 |  | Building Ctr | 12 | 24
N100 face respirator masks | 2 | double | Building Ctr | 8 | 16
Garbage bags | 18 | heavy duty | Building Ctr | 1 | 18
detergent | 1 | allowance - Tri sodium phosphate etc. |  | 20 | 20
CGSB poly | 1 | 102" x 1000 sq. ft. | Building Ctr | 61.99 | 61.99
tape | 2 |  | Building Ctr | 2.99 | 5.98
|  |  |  | mat sub-total: | 145.97 | 14.597 | 160.567 |  | lab sub-total: | 300 | 460.567
Patch and Paint
Drywall |  | install new ceiling drywall over existing worn plywood |  |  |  | 720 | surface area | Band | 0.75 | 540
4' x 8' x 1/2" | 0 | 0 | Building Ctr | 0.42 | 0
4' x 10' x 1/2" | 0 | 0 | Building Ctr | 0.42 | 0
4' x 12' x 1/2" | 0 | 0 | Building Ctr | 0.42 | 0
4' x 14' x 1/2" | 0 | 0 | Building Ctr | 0.42 | 0
4' x 12' x 1/2"CD | 15 | 720 | Building Ctr | 0.57 | 410.4
4' x 8' x 1/2" aqua | 0 | 0 | Building Ctr | 0.57 | 0
drywall screws | 10 | lb 1 1/4" | Building Ctr | 2.75 | 27.5
drywall nails | 10 | lb 1 1/4" | Building Ctr | 1.49 | 14.9
|  |  |  | mat sub-total: | 437.9 | 43.79 | 481.69 |  | lab sub-total: | 540 | 1021.69
Taping | [5 empty] | 720 | surface area | Band | 0.5 | 360
drywall compound | 2 | box all purpose | Building Ctr | 18.95 | 37.9
drywall tape | 1 | 500' x 2 " rolls | Building Ctr | 5.48 | 5.48
corner bead | 0 | 8 ' paper/metal | Building Ctr | 2.79 | 0
sandpaper | 0.25 | roll 150 grit | Building Ctr | 24.95 | 6.2375
sponge sanders | 1 | duel angle | Building Ctr | 2.99 | 2.99
poly | 0 | 102" x 1500 sq. ft. | Building Ctr | 27.95 | 0
|  |  |  | mat sub-total: | 52.6075 | 5.2607 | 57.8683 |  | lab sub-total: | 360 | 417.8682
DESCRIPTION | pcs | MAT. QUANT. | SUPPLIER | UNIT COST | SUB-TOTAL | amt | LAB. QUANT. | CONTRACTOR | RATE | SUB-TOTAL | TOTAL
Wall Paneling | [5 empty] | 640 | surface area | Band | 0.3 | 192
Wall Paneling | 20 | 640 | Building Ctr | 21.95 | 439
corner trim | 10 |  | Building Ctr | 4 | 40
cove moulding | 100 | lineal feet | Building Ctr | 0.5 | 50
| 8 | paneling nails | Building Ctr | 2 | 16
|  |  |  | mat sub-total: | 545 | 54.5 | 599.5 |  | lab sub-total: | 192 | 791.5
Painting |  | paint ceiling finish & trim |  |  |  | 720 | surface area | Band | 1 | 720
primer | 1 | 18.9 litre latex | Building Ctr | 85.45 | 85.45
stain blocker primer | 0 |  | Building Ctr | 37.95 | 0
interior trim paint | 1 |  | Building Ctr | 32.95 | 32.95 | 0 | lineal feet casing | Band | 0.3 | 0
interior semi-gloss | 1 | 18.9 litre latex | Building Ctr | 134.95 | 134.95
eco charge | 5 | for paint |  | 0.4 | 2
painters tape | 1 |  | Building Ctr | 2.99 | 2.99
sandpaper | 5 | aluminum oxide 150 grit | Building Ctr | 0.89 | 4.45
roller cages | 1 |  | Building Ctr | 4.99 | 4.99
paint trays | 1 |  | Building Ctr | 3.75 | 3.75
tray liners | 3 |  | Building Ctr | 1.45 | 4.35
paint brushes | 1 | 75 mm poly | Building Ctr | 7.99 | 7.99
roller refills | 2 |  | Building Ctr | 2.49 | 4.98
ceiling roller refill | 0 |  | Building Ctr | 5.89 | 0
wood stain | 1 | handrails, closets, misc. | Building Ctr | 17.09 | 17.09
wood varathane | 1 |  | Building Ctr | 13.38 | 13.38
paint thinner | 1 | 4 litres | Building Ctr | 7.49 | 7.49
small paint brush | 1 |  | Building Ctr | 6 | 6
|  |  |  | mat sub-total: | 332.81 | 33.281 | 366.091 |  | lab sub-total: | 720 | 1086.091
DESCRIPTION | pcs | MAT. QUANT. | SUPPLIER | UNIT COST | SUB-TOTAL | amt | LAB. QUANT. | CONTRACTOR | RATE | SUB-TOTAL | TOTAL
FINISHING PACKAGE | [5 empty] | 900 | sq ft | Band | 1 | 900
interior doors | 0 | 1' - 6" x 6' - 8" | Building Ctr | 70.25 | 0
interior doors | 0 | 2' - 0" x 6' - 8" | Building Ctr | 70.25 | 0
interior doors | 0 | 2' - 4" x 6' - 8" | Building Ctr | 70.25 | 0
interior doors | 3 | 2' - 6" x 6' - 8" | Building Ctr | 70.25 | 210.75
interior doors | 0 | 2' - 8" x 6' - 8" | Building Ctr | 70.25 | 0
interior doors | 0 | 3' - 0" x 6' - 8" | Building Ctr | 80.25 | 0
shim shingles | 3 | small bundles | Building Ctr | 1.79 | 5.37
passage knobs | 2 | weiser | Building Ctr | 17.49 | 34.98
privacy knobs | 1 | weiser | Building Ctr | 20 | 20
door stops | 8 | spring type | Building Ctr | 1.79 | 14.32
closet doors | 0 | 2' - 0" bi-fold | Building Ctr | 54.95 | 0
closet shelving | 3 | 16"x96" prefinished | Building Ctr | 10.99 | 32.97
closet dowel | 1 | 12' steel closet rod/covered | Building Ctr | 1.5 | 1.5
shelf supports | 3 | pair rod/shelf | Building Ctr | 5.79 | 17.37
shelf supports | 3 | center rod supp. | Building Ctr | 6.25 | 18.75
shelf supports | 4 | pair shelf supp. | Building Ctr | 7.69 | 30.76
jambs | 0 | 1" x 5" x 7' | Building Ctr | 1.48 | 0
casing | 400 | 2 1/4" x 14' prefinished | Building Ctr | 0.62 | 248
carpenter glue | 1 | 300 ml | Building Ctr | 4.73 | 4.73
misc silicone | 2 | 325 ml | Building Ctr | 5.99 | 11.98
nail putty | 2 | jars | Building Ctr | 2.9 | 5.8
medicine cabinet | 1 | 36" x 24" tri-mirror | Building Ctr | 164.99 | 164.99
fir handrail | 0 | ft | Building Ctr | 2.32 | 0
handrail brackets | 0 | brass color | Building Ctr | 3.29 | 0
towel bar | 1 | brass color | Building Ctr | 1.77 | 1.77
toilet paper holder | 1 | brass color | Building Ctr | 8.21 | 8.21
soap holder | 1 | brass color | Building Ctr | 8.21 | 8.21
shower rod & curtain | 1 | 5 ft chrome set | Building Ctr | 33.42 | 33.42
2" finish nails | 1 | box 18 gauge | Building Ctr | 16.99 | 16.99
1" finish nails | 1 | box 18 gauge | Building Ctr | 11.99 | 11.99
wood screws | 1 | lb 1 1/2" #8 | Building Ctr | 2.6 | 2.6
wood screws | 1 | lb 3" #8 yel zinc | Building Ctr | 2.6 | 2.6
|  |  |  | mat sub-total: | 908.06 | 90.806 | 998.866 |  | lab sub-total: | 900 | 1898.866
DESCRIPTION | pcs | MAT. QUANT. | SUPPLIER | UNIT COST | SUB-TOTAL | amt | LAB. QUANT. | CONTRACTOR | RATE | SUB-TOTAL | TOTAL
Tub surround / Ceramic tile
3 piece tub surround | 1 |  | Building Ctr | 72.99 | 72.99 | 1 |  | Band | 100 | 100
silicone | 0 | bathroom type | Building Ctr | 4.92 | 0
spreader | 1 | 3/16" groove | Building Ctr | 2.99 | 2.99
adhesive | 3 | pl300 | Building Ctr | 4.49 | 13.47
|  |  |  | mat sub-total: | 89.45 | 8.945 | 98.395 |  | lab sub-total: | 100 | 198.395
Remove existing underlay & flooring | [5 empty] | 900 | sq ft | Band | 0.6 | 540
Underlay | [5 empty] | 900 | sq ft | Band | 0.5 | 450
Underlay | 30 | 4' x 8' x 1/4"" fir | Building Ctr | 17.9 | 537
underlay nails | 35 | box 1 1/4" ringed floor nails | Building Ctr | 1.25 | 43.75
floor leveler | 2 | with flooring | Building Ctr | 13.19 | 26.38
|  |  |  | mat sub-total: | 607.13 | 60.713 | 667.843 |  | lab sub-total: | 990 | 1657.843
Flooring package | [5 empty] | 945 | sq ft | Band | 1 | 945
VC Tile | 945 | 20 boxes 12"x 12" x 1/8" | Building Ctr | 0.87 | 822.15
pail floor glue | 1 | latex | Building Ctr | 42.08 | 42.08
glue spreader | 1 |  | Building Ctr | 2.79 | 2.79
tile sealer | 1 | 4 L - 1200 sq. ft. coverage | Building Ctr | 44.95 | 44.95 | 900 | sq ft | Band | 0.15 | 135
tile top coat | 1 |  | Building Ctr | 44.95 | 44.95
delivery charge | 1 | listed elsewhere | Building Ctr | 50 | 50
|  |  |  | mat sub-total: | 1006.92 | 100.692 | 1107.612 |  | lab sub-total: | 1080 | 2187.612
Cabinets/vanity | 1 | 8 ft. kitchen, 3 ft. bath cabinets | Building Ctr | 4100 | 4100 | 410 | 4510 | lab flat chg |  | 200 | 4710
Site Cleaning | 0 |  |  |  | 0 | 1 |  | Band | 200 | 200 | 200
Difficiencies | 0 |  | Building Ctr | 0 | 0 | 0 |  | Band |  | 0 | 0
Final Cleaning | 1 |  | Building Ctr | 50 | 50 | 1 |  | Band | 200 | 200 | 250
Material Shipping & Handling | 1 |  | Building Ctr | 250 | 250 | [5 empty] | 250 | Line on 301
[10 empty] | Sub-Total: | 46685.3872 | Line 10
ADDITIONAL ITEMS | [9 empty] | 5% Contingency: | 2334.2694 | Line 19
Site Prep |  | If relocating or adding on | [8 empty] | 0 | Line 8
Water supply | 0 | Testing, service etc. | Band | 1200 | 0 |  | Includes shock chlorination |  |  |  | 0 | Line 14
Sewage disposal system | 0 | Testing, service etc. | Band | 1200 | 0 | [5 empty] | 0 | Line 14
Frieght Charges | 2 |  | Ridsdale | 3000 | 6000 | [5 empty] | 6000 | Line 16
Appliances | 1 | Fridge & Stove & washer & dryer |  | 1700 | 1700 | 170 | 1870 |  |  | 0 | 1870 | Line 11
Project Manager | 1 |  | Project Manager inc | 0 | 0 | [5 empty] | 0 | Line 15
Architect / Blueprints | 0 |  | PAGC Services | 0 | 0 | [5 empty] | 0 | Line 2
Engineering | 0 |  | PAGC Services | 0 | 0 | [5 empty] | 0 | Line 2
Consultants | 1 | Costing, photos, sketches | PAGC Services | 250 | 250 |  | Complete 301 application, Const. Mgmt. Plan, Plot Plans etc. |  |  |  | 250 | Line 3
Insurance During Const. | 1 |  | Insurer | 387 | 387 | [5 empty] | 387 | Line 20
Utilities During Const. | 2 |  | SaskPower | 350 | 700 | [5 empty] | 700 | Line 20
Audit | 1 |  | Myers Norris Penny | 200 | 200 | [5 empty] | 200 | Line 5
Interest during const. | 1 |  | CMHC Direct | 855 | 855 | [5 empty] | 855 | Line 1
[10 empty] | Grand Total: | 59281.6566

## r5
Any First Nation 2006 / 2007 - Multi UNIT PROJECT |  |  |  |  | PROJECT: | Sample reno
DESCRIPTION | LINE | MAT. QUANT. | SUPPLIER | UNIT COST | SUB-TOTAL | LINE | LAB. QUANT. | CONTRACTOR | RATE | SUB-TOTAL | TOTAL
Plumbing |  | Attach report on system | Building Ctr |  |  | 1 | plumbing labor | per hour | 800 | 800
Material pkg. | 1 | see attached |  | 1261 | 1261
misc. | 0 | Travel |  | 0 | 0
|  |  |  | mat sub-total: | 1261 | 126.1 | 1387.1 |  | lab sub-total: | 800 | 2187.1
Heating & Ventilation |  | need quote | Electric co |  |  | 24 | labor | per hour | 110 | 2640
material pkg. | 0 | includes kitchen exhaust vented to exterior |  |  | 500
Heat recovery ventilator | 1 | supply & install due to high humidity in unit. |  |  | 1875
hrv ducting | 1 | opening walls and restoring finishes listed elsewhere |  |  | 500
misc. | 1 | Travel & expenses |  |  | 1200
|  |  |  | mat sub-total: | 4075 | 407.5 | 4482.5 |  | lab sub-total: | 2640 | 7122.5
Electrical & heating repairs |  | see attched quote | Liteway
Material pkg. | 1 |  |  |  | 0 |  |  | Band
misc. | 1 | Travel |  |  | 0
|  |  |  | mat sub-total: | 0 | 0 | 0 |  | lab sub-total: | 0 | 3300
Wood Stove |  |  | Band |  |  | 1 |  | Band | 350 | 350
Wood Stove | 1 | Valley comfort | Building Ctr | 1200 | 1200
fan | 1 |  |  | 225 | 225
board/stove | 3 |  |  | 119.99 | 359.97
stove board joiner | 1 |  |  | 16.89 | 16.89
stove board kit | 1 |  |  | 22.99 | 22.99
Pipe/chimney | 2 | 36" |  | 82.99 | 165.98
Pipe/chimney | 1 | 24" |  | 82.99 | 82.99
roof flashing | 1 |  |  | 67.99 | 67.99
ceiling support | 1 |  |  | 54.99 | 54.99
pipe, stove black | 1 |  |  | 14.99 | 14.99
adjustable elbow pipe | 1 |  |  | 10.49 | 10.49
|  |  |  | mat sub-total: | 2222.28 | 222.228 | 2444.508 |  | lab sub-total: | 350 | 2794.508
DESCRIPTION | LINE | MAT. QUANT. | SUPPLIER | UNIT COST | SUB-TOTAL | LINE | LAB. QUANT. | CONTRACTOR | RATE | SUB-TOTAL | TOTAL
Foundation repairs
excavate / backfill |  | includes grading |  |  |  | 1 | unit | Band | 750 | 750
Remove floor insulation |  | reinsulate joists listed elsewhere |  |  |  | 720 | sq ft | Band | 0.4 | 288
damproof / frost protect |  | repair and seal cracks as needed, damproof & add frost protection |  |  |  | 324 | sq ft | Band | 1 | 324
grade strip and corner protection | 4 | 4' x 8' x 1/2" pwf |  | 34.15 | 136.6
butyl sealant | 8 | tubes |  | 5.72 | 45.76
poly damproof | 1 | 1000 sq ft roll |  | 61.99 | 61.99
cardboard | 108 | lin ft x 4 ft |  | 0.9 | 97.2
frost protection | 16 | 2'x8'x2" rigid insulation |  | 13.36 | 213.76
sump pit liner | 1 | 17" x 25" |  | 220 | 220 | 1 |  |  | 100 | 100
sump pit locking lid | 1 |  |  | 41.49 | 41.49
ground cover | 1 | 1000 sq ft roll |  | 61.99 | 61.99 | 864 | sq ft | Band | 0.15 | 129.6
wash rock | 12 | cubic yds Level & compact fill |  | 25 | 300 | 864 | sq ft | Band | 0.2 | 172.8
|  |  |  | mat sub-total: | 1178.79 | 117.879 | 1296.669 |  | lab sub-total: | 1764.4 | 3061.069
Eavestrouging | [5 empty] | 140 | feet | Band | 1 | 140
Gutter | 14 | 4" x 10 ft. alum. gutter | Building Ctr | 12.02 | 168.28
downpipe | 3 | 2.5" x 2.5" x 10 ft. alum. | Building Ctr | 12.56 | 37.68
hanger | 60 | aluminum | Building Ctr | 0.53 | 31.8
end caps | 3 | left hand | Building Ctr | 0.73 | 2.19
end caps | 3 | right hand | Building Ctr | 0.73 | 2.19
db-drop outlet | 3 | 2.5" x 2.5" mill alum. | Building Ctr | 1.27 | 3.81
elbows | 6 | 2.5" x 2.5" elbows alum. | Building Ctr | 1.79 | 10.74
downpipe straps | 9 |  | Building Ctr | 0.62 | 5.58
fasteners | 10 | 3" zinc | Building Ctr | 2.79 | 27.9
sealer | 4 | tremco gutter seal | Building Ctr | 5.53 | 22.12
splash pads | 5 | includes 2 hose bibs pads | Building Ctr | 14.02 | 70.1
|  |  |  | mat sub-total: | 382.39 | 38.239 | 420.629 |  | lab sub-total: | 140 | 560.629
DESCRIPTION | PCS | DIMENSIONS | SUPPLIER | UNIT COST | SUB-TOTAL | amt | LAB. QUANT. | CONTRACTOR | RATE | SUB-TOTAL | TOTAL
Structural repairs | remove water damaged window and door framing & replace as needed |  |  |  |  | 1 |  |  | 500 | 500
ext. wall studs | 24 | 2" x 6" x 92 5/8" kd | Buildingctr | 3.69 | 88.56
ext. wall plates | 3 | 2" x 6" x 12' spr | Buildingctr | 5.99 | 17.97
wall sheathing | 5 | 4' x 8' x 3/8" OSB | Buildingctr | 10.55 | 52.75
|  |  |  | mat sub-total: | 924.06 | 92.406 | 1016.466 |  | lab sub-total: | 780 | 1796.466
Exterior Cladding repairs |  | around window and door openings due to structural damage from wall cavity mold damage. Close off bathroom window.
Remove Siding |  | complete unit, includes disposal |  |  |  | 100 | sq. ft. | Band | 0.5 | 50
Exterior cladding |  | Installation on original side of unit. |  |  |  | 100 | sq. ft. | Band | 1.5 | 150
house wrap | 0.1 | 9' - 6" x 195' | Building Ctr | 174.59 | 17.459
staples | 0 |  | Building Ctr | 9.95 | 0
building paper tape | 0 |  | Building Ctr | 10.99 | 0
Starter strips | 0 | 10 ft. metal | Building Ctr | 6.83 | 0
jointss connecters | 10 | D5 joints | Building Ctr | 1.15 | 11.5
Galv nails | 5 | 2 1/2" galv | Building Ctr | 1.85 | 9.25
Galv siding air fasteners | 0 | 2 3/8" galv | Building Ctr | 65.95 | 0
Corner trim | 0 | 2' x 4' x 10' acq | Building Ctr | 6 | 0
Ext. cladding | 10 | canex lap siding | Building Ctr | 27.5 | 275
Vinyl J-Trim | 1 |  | Building Ctr | 4.59 | 4.59
adhesive | 0 | "no-nail" adhesive | Building Ctr | 6.69 | 0
Exterior sealant | 1 |  | Building Ctr | 4.93 | 4.93
Drip cap | 3 |  | Building Ctr | 5.06 | 15.18
Gable access / vent | 1 |  | Building Ctr | 46.42 | 46.42 | 1 | sq. ft. | Band | 30 | 30
gable vent | 1 |  | Building Ctr | 18.25 | 18.25 | 0.5 | sq. ft. | Band | 30 | 15
touch-up paint | 1 |  | Building Ctr | 15.49 | 15.49
|  |  |  | mat sub-total: | 418.069 | 41.8069 | 459.8759 |  | lab sub-total: | 245 | 704.8759
DESCRIPTION | PCS | DIMENSIONS | SUPPLIER | UNIT COST | SUB-TOTAL | amt | LAB. QUANT. | CONTRACTOR | RATE | SUB-TOTAL | TOTAL
Decks & steps | 1 | 5' x 5' landing c/w 5 rise steps & painting |  |  |  | 50 | sq ft | Band | 10 | 500
deck pad | 2 | 2" x 6" x 16" acq | Buildingctr | 17.92 | 35.84
deck support | 2 | adjustable telepost | Buildingctr | 30.62 | 61.24
post bracket | 2 |  | Buildingctr | 3.79 | 7.58
deck beams/rim | 1 | 2" x 6" x 16" acq | Buildingctr | 17.92 | 17.92
patio picket | 50 | 2" x 2" x 42" acq | Buildingctr | 1.79 | 89.5
top rails | 1 | 2" x 4" x 12" acq | Buildingctr | 7.95 | 7.95
top side rails | 1 | 2" x 4" x 12" acq | Buildingctr | 7.95 | 7.95
deck floor | 5 | 2" x 6" x 10' acq | Buildingctr | 10.95 | 54.75
deck steps | 2 | 2" x 10" x 16' | Buildingctr | 28.98 | 57.96
plywood for stair attach | 1 |  | Buildingctr | 5 | 5
sgl joist hangers | 6 |  | Buildingctr | 0.65 | 3.9
dbl joist hangers | 4 |  | Buildingctr | 0.85 | 3.4
misc fasteners | 5 | lbs deck screws | Buildingctr | 2.89 | 14.45
misc fasteners | 4 | lag screws 3 1/2" | Buildingctr | 0.49 | 1.96
misc fasteners | 4 | washers | Buildingctr | 0.05 | 0.2
deck stain | 2 | 4 litre pails | Buildingctr | 28.99 | 57.98 | 1 | paint existing front landing/steps |  | 100 | 100
paint rollers | 1 |  | Buildingctr | 2.39 | 2.39
paint brushes | 1 | 4" | Buildingctr | 3.88 | 3.88
end cut preservative | 1 |  | Buildingctr | 8.69 | 8.69
paint thinner | 1 | 4 litre | Buildingctr | 4.19 | 4.19
delivery charge | 1 | included | Buildingctr | 25 | 25
|  |  |  | mat sub-total: | 471.73 | 47.173 | 518.903 |  | lab sub-total: | 600 | 1118.903
Exterior painting |  | scrape and paint exterior wood trim. |  |  |  | 500 | sq. ft. | Band | 0.7 | 350
Exterior primer | 2 | 3.78 litre | Building Ctr | 33.05 | 66.1
Exterior paint | 3 | 3.78 litre | Building Ctr | 44.99 | 134.97
paint rollers | 1 |  | Building Ctr | 2.39 | 2.39
paint brushes | 1 | 4" | Building Ctr | 3.88 | 3.88
paint thinner | 1 | 4 litre | Building Ctr | 4.19 | 4.19
eco charge | 4 |  |  | 0.4 | 1.6
|  |  |  | mat sub-total: | 213.13 | 21.313 | 234.443 |  | lab sub-total: | 350 | 584.443
DESCRIPTION | pcs | MAT. QUANT. | SUPPLIER | UNIT COST | SUB-TOTAL | amt | LAB. QUANT. | CONTRACTOR | RATE | SUB-TOTAL | TOTAL
Window pkg. |  | large livingroom, 1 kitchen & 3 bedrooms.
standard sizes | 5 |  | Building Ctr | 630 | 3150 | 5 |  |  | 125 | 625
large picture window | 1 |  | Building Ctr | 1030 | 1030 | 1 |  |  | 175 | 175
framing repairs | 0 | listed elsewhere | Building Ctr | 5.99 | 0 | 0 |  |  | 100 | 0
misc. material | 1 |  | Building Ctr | 40 | 40
|  |  |  | mat sub-total: | 4220 | 422 | 4642 |  | lab sub-total: | 800 | 5442
Exterior doors
Ext Door | 1 | 6P 6.5J 36X80 | Building Ctr | 215 | 215 | 1 |  | Band | 200 | 200
storm door | 0 | 3' - 0" metal | Building Ctr | 250 | 0 | 0 |  | Band | 150 | 0
Dead bolt prep | 1 |  | Building Ctr | 25 | 25
Deadbolt | 1 |  | Building Ctr | 39.99 | 39.99
Keyed alike locksets | 1 |  | Building Ctr | 28.12 | 28.12
screws, yellow zinc | 1 |  | Building Ctr | 3.99 | 3.99
expanding foam | 1 |  | Building Ctr | 10 | 10
casing | 0 | listed elsewhere | Building Ctr | 0 | 0
shim shingles | 1 | small bundles | Building Ctr | 1.79 | 1.79
misc fasteners | 1 |  | Building Ctr | 1.88 | 1.88
exterior caulking | 1 |  | Building Ctr | 4.93 | 4.93
|  |  |  | mat sub-total: | 330.7 | 33.07 | 363.77 |  | lab sub-total: | 200 | 563.77
Insul/Vap Barrier pkg |  | includes sealing off existing interior attic access. New gable access listed elsewhere.
| walls | R-20 |  |  |  | 20 | lin ft x 8' high | Band | 2.5 | 50
| walls | 2' concrete fdn. |  |  |  | 0 | lin ft. x 2' high | Band | 0.75 | 0
| joists | vapour barrier only and seal |  |  |  | 120 | lin ft x 1' high | Band | 0.75 | 90
| attic | Add R-20 on original side only, not porches or addition. |  |  |  | 960 | sq. ft. | Band | 0.4 | 384
R-12 batt insulation | 0 | 15" - 88 sq. ft. per bag | Building Ctr | 20.59 | 0
R-20 batt insulation | 4 | 15" - 49 sq. ft. per bag | Building Ctr | 28.49 | 113.96
R-20 batt insulation | 13 | 24" - 75 sq. ft. per bag | Building Ctr | 28.49 | 370.37
R-10 rigid | 14 | 2'x8'x2" rigid insulation |  | 13.36 | 187.04
vapour barrier | 0 | 102" x 1000 sq. ft. | Building Ctr | 61.99 | 0
accoustic sealant | 4 | 825 ml tubes | Building Ctr | 4.9 | 19.6
staples | 1 | 1/4" x 5000 staples | Building Ctr | 13.49 | 13.49
|  |  |  | mat sub-total: | 704.46 | 70.446 | 774.906 |  | lab sub-total: | 524 | 1298.906
DESCRIPTION | pcs | MAT. QUANT. | SUPPLIER | UNIT COST | SUB-TOTAL | amt | LAB. QUANT. | CONTRACTOR | RATE | SUB-TOTAL | TOTAL
Mold Remediation |  | Take precautions when removing mold damaged wall components at all window and door framing. Remove mold damaged wall & ceiling drywall
Contain Unit & prep |  | this is allowance for containmant and protecting workers |  |  |  | 1 | unit | Band | 750 | 750
Demolition |  | mold damged ceiling drywall, tubsurround & wall panelling in bathroom |  |  |  | 1 | unit | Band | 750 | 750
work to include safety precautions when removing flooring and subfloor. HRV listed elsewhere.
Tyvek suits | 6 |  | Building Ctr | 12 | 72
N100 face respirator masks | 6 | double | Building Ctr | 8 | 48
Garbage bags | 20 | heavy duty | Building Ctr | 1 | 20
detergent | 4 | allowance - Tri sodium phosphate etc. |  | 20 | 80
CGSB poly | 3 | 102" x 1000 sq. ft. | Building Ctr | 61.99 | 185.97
tape | 5 |  | Building Ctr | 2.99 | 14.95
|  |  |  | mat sub-total: | 420.92 | 42.092 | 463.012 |  | lab sub-total: | 1500 | 1963.012
Patch and Paint |  | removal of existing drywall listed under mold clean-up
Drywall |  | Mold affected areas & damaged |  |  |  | 240 | surface area | Band | 0.75 | 180
4' x 8' x 1/2" | 0 | 0 | Building Ctr | 0.42 | 0
4' x 10' x 1/2" | 0 | 0 | Building Ctr | 0.42 | 0
4' x 12' x 1/2" | 0 | 0 | Building Ctr | 0.42 | 0
4' x 14' x 1/2" | 0 | 0 | Building Ctr | 0.42 | 0
4' x 12' x 1/2"CD | 5 | 240 | Building Ctr | 0.57 | 136.8
4' x 8' x 1/2" aqua | 0 | 0 | Building Ctr | 0.57 | 0
drywall screws | 15 | lb 1 1/4" | Building Ctr | 2.75 | 41.25
drywall nails | 5 | lb 1 1/4" | Building Ctr | 1.49 | 7.45
|  |  |  | mat sub-total: | 178.05 | 17.805 | 195.855 |  | lab sub-total: | 180 | 375.855
Taping | [5 empty] | 240 | floor area | Band | 0.5 | 120
drywall compound | 3 | box all purpose | Building Ctr | 18.95 | 56.85
drywall tape | 1 | 500' x 2 " rolls | Building Ctr | 5.48 | 5.48
corner bead | 0 | 8 ' paper/metal | Building Ctr | 2.79 | 0
sandpaper | 0.25 | roll 150 grit | Building Ctr | 24.95 | 6.2375
sponge sanders | 1 | duel angle | Building Ctr | 2.99 | 2.99
poly | 0 | 102" x 1500 sq. ft. | Building Ctr | 27.95 | 0
|  |  |  | mat sub-total: | 71.5575 | 7.1558 | 78.7133 |  | lab sub-total: | 120 | 198.7132
DESCRIPTION | pcs | MAT. QUANT. | SUPPLIER | UNIT COST | SUB-TOTAL | amt | LAB. QUANT. | CONTRACTOR | RATE | SUB-TOTAL | TOTAL
Painting |  | Touch ups after raising building |  |  |  | 960 | surface area | Band | 0.3 | 288
primer | 1 | 18.9 litre latex | Building Ctr | 85.45 | 85.45
stain blocker primer | 2 |  | Building Ctr | 37.95 | 75.9
interior trim paint | 1 |  | Building Ctr | 32.95 | 32.95 | 0 | lineal feet casing | Band | 0.3 | 0
interior semi-gloss | 1 | 18.9 litre latex | Building Ctr | 134.95 | 134.95
eco charge | 6 | for paint |  | 0.4 | 2.4
painters tape | 1 |  | Building Ctr | 2.99 | 2.99
sandpaper | 5 | aluminum oxide 150 grit | Building Ctr | 0.89 | 4.45
roller cages | 1 |  | Building Ctr | 4.99 | 4.99
paint trays | 1 |  | Building Ctr | 3.75 | 3.75
tray liners | 2 |  | Building Ctr | 1.45 | 2.9
paint brushes | 1 | 75 mm poly | Building Ctr | 7.99 | 7.99
roller refills | 2 |  | Building Ctr | 2.49 | 4.98
ceiling roller refill | 0 |  | Building Ctr | 5.89 | 0
wood stain | 1 | handrails, closets, misc. | Building Ctr | 17.09 | 17.09
wood varathane | 1 |  | Building Ctr | 13.38 | 13.38
paint thinner | 1 | 4 litres | Building Ctr | 7.49 | 7.49
small paint brush | 1 |  | Building Ctr | 6 | 6
|  |  |  | mat sub-total: | 407.66 | 40.766 | 448.426 |  | lab sub-total: | 288 | 736.426
Wall Paneling | [5 empty] | 1280 | surface area | Band | 0.3 | 384
Wall Paneling | 40 | 1280 | Building Ctr | 21.95 | 878
corner trim | 16 |  | Building Ctr | 4 | 64
cove moulding | 160 | lineal feet | Building Ctr | 0.5 | 80
| 8 | paneling nails | Building Ctr | 2 | 16
|  |  |  | mat sub-total: | 1038 | 103.8 | 1141.8 |  | lab sub-total: | 384 | 1525.8
DESCRIPTION | pcs | MAT. QUANT. | SUPPLIER | UNIT COST | SUB-TOTAL | amt | LAB. QUANT. | CONTRACTOR | RATE | SUB-TOTAL | TOTAL
FINISHING PACKAGE | [5 empty] | 960 | sq ft | Band | 1 | 960
interior doors | 0 | 1' - 6" x 6' - 8" | Building Ctr | 70.25 | 0
interior doors | 0 | 2' - 0" x 6' - 8" | Building Ctr | 70.25 | 0
interior doors | 0 | 2' - 4" x 6' - 8" | Building Ctr | 70.25 | 0
interior doors | 5 | 2' - 6" x 6' - 8" | Building Ctr | 70.25 | 351.25
interior doors | 0 | 2' - 8" x 6' - 8" | Building Ctr | 70.25 | 0
interior doors | 0 | 3' - 0" x 6' - 8" | Building Ctr | 80.25 | 0
shim shingles | 5 | small bundles | Building Ctr | 1.79 | 8.95
passage knobs | 4 | weiser | Building Ctr | 17.49 | 69.96
privacy knobs | 1 | weiser | Building Ctr | 20 | 20
door stops | 7 | spring type | Building Ctr | 1.79 | 12.53
closet doors | 0 | 2' - 0" bi-fold | Building Ctr | 54.95 | 0
closet shelving | 4 | 16"x96" prefinished | Building Ctr | 10.99 | 43.96
closet dowel | 1 | 12' steel closet rod/covered | Building Ctr | 1.5 | 1.5
shelf supports | 4 | pair rod/shelf | Building Ctr | 5.79 | 23.16
shelf supports | 4 | center rod supp. | Building Ctr | 6.25 | 25
shelf supports | 8 | pair shelf supp. | Building Ctr | 7.69 | 61.52
jambs | 0 | 1" x 5" x 7' | Building Ctr | 1.48 | 0
casing | 600 | 2 1/4" x 14' prefinished | Building Ctr | 0.62 | 372
carpenter glue | 1 | 300 ml | Building Ctr | 4.73 | 4.73
misc silicone | 3 | 325 ml | Building Ctr | 5.99 | 17.97
nail putty | 3 | jars | Building Ctr | 2.9 | 8.7
medicine cabinet | 1 | 36" x 24" tri-mirror | Building Ctr | 164.99 | 164.99
fir handrail | 0 | ft | Building Ctr | 2.32 | 0
handrail brackets | 0 | brass color | Building Ctr | 3.29 | 0
towel bar | 1 | brass color | Building Ctr | 1.77 | 1.77
toilet paper holder | 1 | brass color | Building Ctr | 8.21 | 8.21
soap holder | 1 | brass color | Building Ctr | 8.21 | 8.21
shower rod & curtain | 1 | 5 ft chrome set | Building Ctr | 33.42 | 33.42
2" finish nails | 1 | box 18 gauge | Building Ctr | 16.99 | 16.99
1" finish nails | 1 | box 18 gauge | Building Ctr | 11.99 | 11.99
wood screws | 1 | lb 1 1/2" #8 | Building Ctr | 2.6 | 2.6
wood screws | 1 | lb 3" #8 yel zinc | Building Ctr | 2.6 | 2.6
|  |  |  | mat sub-total: | 1272.01 | 127.201 | 1399.211 |  | lab sub-total: | 960 | 2359.211
DESCRIPTION | pcs | MAT. QUANT. | SUPPLIER | UNIT COST | SUB-TOTAL | amt | LAB. QUANT. | CONTRACTOR | RATE | SUB-TOTAL | TOTAL
Tub surround / Ceramic tile
3 piece tub surround | 1 |  | Building Ctr | 72.99 | 72.99 | 1 |  | Band | 100 | 100
silicone | 0 | bathroom type | Building Ctr | 4.92 | 0
spreader | 1 | 3/16" groove | Building Ctr | 2.99 | 2.99
adhesive | 3 | pl300 | Building Ctr | 4.49 | 13.47
|  |  |  | mat sub-total: | 89.45 | 8.945 | 98.395 |  | lab sub-total: | 100 | 198.395
Remove existing underlay & flooring | [5 empty] | 960 | sq ft | Band | 0.6 | 576
Underlay | [5 empty] | 960 | sq ft | Band | 0.5 | 480
Underlay | 30 | 4' x 8' x 1/4"" fir | Building Ctr | 17.9 | 537
underlay nails | 35 | box 1 1/4" ringed floor nails | Building Ctr | 1.25 | 43.75
floor leveler | 2 | with flooring | Building Ctr | 13.19 | 26.38
|  |  |  | mat sub-total: | 607.13 | 60.713 | 667.843 |  | lab sub-total: | 1056 | 1723.843
Flooring package |  | allowance for waste |  |  |  | 1030 | sq ft | Band | 1 | 1030
VC Tile | 1030 | 20 boxes 12"x 12" x 1/8" | Building Ctr | 0.87 | 896.1
pail floor glue | 1 | latex | Building Ctr | 42.08 | 42.08
glue spreader | 1 |  | Building Ctr | 2.79 | 2.79
tile sealer | 1 | 4 L - 1200 sq. ft. coverage | Building Ctr | 44.95 | 44.95 | 960 | sq ft | Band | 0.15 | 144
tile top coat | 1 |  | Building Ctr | 44.95 | 44.95
delivery charge | 1 | listed elsewhere | Building Ctr | 50 | 50
|  |  |  | mat sub-total: | 1080.87 | 108.087 | 1188.957 |  | lab sub-total: | 1174 | 2362.957
Site Cleaning | 0 |  |  |  | 0 | 1 |  | Band | 200 | 200 | 200
Final Cleaning | 1 |  | Building Ctr | 50 | 50 | 1 |  | Band | 200 | 200 | 250
Material Shipping & Handling | 1 |  | Building Ctr | 200 | 200 | [5 empty] | 200 | Line on 301
[10 empty] | Sub-Total: | 42629.3821 | Line 10
ADDITIONAL ITEMS | [9 empty] | 5% Contingency: | 2131.4691 | Line 19
Site Prep |  | If relocating or adding on | [8 empty] | 0 | Line 8
Water supply | 0 | Testing, service etc. | Band | 1200 | 0 |  | Includes shock chlorination |  |  |  | 0 | Line 14
Sewage disposal system | 0 | Testing, service etc. | Band | 1200 | 0 | [5 empty] | 0 | Line 14
Frieght Charges | 1 |  | Ridsdale | 3000 | 3000 | [5 empty] | 3000 | Line 16
Appliances | 1 | Fridge & Stove & washer & dryer |  | 1700 | 1700 | 170 | 1870 |  |  | 0 | 1870 | Line 11
Project Manager | 1 |  | Project Manager inc | 0 | 0 | [5 empty] | 0 | Line 15
Architect / Blueprints | 0 |  | PAGC Services | 0 | 0 | [5 empty] | 0 | Line 2
Engineering | 0 |  | PAGC Services | 0 | 0 | [5 empty] | 0 | Line 2
Consultants | 1 | Costing, photos, sketches | PAGC Services | 250 | 250 |  | Complete 301 application, Const. Mgmt. Plan, Plot Plans etc. |  |  |  | 250 | Line 3
Insurance During Const. | 1 |  | Insurer | 387 | 387 | [5 empty] | 387 | Line 20
Utilities During Const. | 2 |  | SaskPower | 350 | 700 | [5 empty] | 700 | Line 20
Audit | 1 |  | Myers Norris Penny | 200 | 200 | [5 empty] | 200 | Line 5
Interest during const. | 1 |  | CMHC Direct | 855 | 855 | [5 empty] | 855 | Line 1
[10 empty] | Grand Total: | 52022.8513

## r6
Any First Nation 2006 / 2007 - Multi UNIT PROJECT |  |  |  |  | PROJECT: | Sample reno
DESCRIPTION | LINE | MAT. QUANT. | SUPPLIER | UNIT COST | SUB-TOTAL | LINE | LAB. QUANT. | CONTRACTOR | RATE | SUB-TOTAL | TOTAL
Plumbing |  | Attach report on system | Building Ctr |  |  | 1 | plumbing labor | per hour | 800 | 800
Material pkg. | 1 | see attached |  | 1261 | 1261
misc. | 0 | Travel |  | 0 | 0
|  |  |  | mat sub-total: | 1261 | 126.1 | 1387.1 |  | lab sub-total: | 800 | 2187.1
Electrical & heating repairs |  | see attched quote | Electric co
Material pkg. | 1 |  |  |  | 0 |  |  | Band
misc. | 1 | Travel |  |  | 0
|  |  |  | mat sub-total: | 0 | 0 | 0 |  | lab sub-total: | 0 | 300
Wood Stove |  |  | Band |  |  | 1 |  | Band | 350 | 350
Wood Stove | 1 | Valley comfort | Building Ctr | 1200 | 1200
fan | 1 |  |  | 225 | 225
board/stove | 3 |  |  | 119.99 | 359.97
stove board joiner | 1 |  |  | 16.89 | 16.89
stove board kit | 1 |  |  | 22.99 | 22.99
Pipe/chimney | 2 | 36" |  | 82.99 | 165.98
Pipe/chimney | 1 | 24" |  | 82.99 | 82.99
roof flashing | 1 |  |  | 67.99 | 67.99
ceiling support | 1 |  |  | 54.99 | 54.99
pipe, stove black | 1 |  |  | 14.99 | 14.99
adjustable elbow pipe | 1 |  |  | 10.49 | 10.49
|  |  |  | mat sub-total: | 2222.28 | 222.228 | 2444.508 |  | lab sub-total: | 350 | 2794.508
DESCRIPTION | LINE | MAT. QUANT. | SUPPLIER | UNIT COST | SUB-TOTAL | LINE | LAB. QUANT. | CONTRACTOR | RATE | SUB-TOTAL | TOTAL
Foundation repairs
excavate / backfill |  | includes grading |  |  |  | 1 | unit | Band | 750 | 750
damproof / frost protect |  | repair and seal cracks as needed, damproof & add frost protection |  |  |  | 324 | sq ft | Band | 1 | 324
grade strip and corner protection | 4 | 4' x 8' x 1/2" pwf |  | 34.15 | 136.6
butyl sealant | 8 | tubes |  | 5.72 | 45.76
poly damproof | 1 | 1000 sq ft roll |  | 61.99 | 61.99
cardboard | 108 | lin ft x 4 ft |  | 0.9 | 97.2
frost protection | 16 | 2'x8'x2" rigid insulation |  | 13.36 | 213.76
sump pit liner | 1 | 17" x 25" |  | 220 | 220 | 1 |  |  | 100 | 100
sump pit locking lid | 1 |  |  | 41.49 | 41.49
ground cover | 1 | 1000 sq ft roll |  | 61.99 | 61.99 | 864 | sq ft | Band | 0.15 | 129.6
wash rock | 12 | cubic yds Level & compact fill |  | 25 | 300 | 864 | sq ft | Band | 0.2 | 172.8
|  |  |  | mat sub-total: | 1178.79 | 117.879 | 1296.669 |  | lab sub-total: | 1476.4 | 2773.069
Eavestrouging | [5 empty] | 70 | feet | Band | 1.5 | 105
Gutter | 7 | 4" x 10 ft. alum. gutter | Building Ctr | 12.02 | 84.14
downpipe | 1 | 2.5" x 2.5" x 10 ft. alum. | Building Ctr | 12.56 | 12.56
hanger | 20 | aluminum | Building Ctr | 0.53 | 10.6
end caps | 1 | left hand | Building Ctr | 0.73 | 0.73
end caps | 1 | right hand | Building Ctr | 0.73 | 0.73
db-drop outlet | 1 | 2.5" x 2.5" mill alum. | Building Ctr | 1.27 | 1.27
elbows | 2 | 2.5" x 2.5" elbows alum. | Building Ctr | 1.79 | 3.58
downpipe straps | 3 |  | Building Ctr | 0.62 | 1.86
fasteners | 3 | 3" zinc | Building Ctr | 2.79 | 8.37
sealer | 2 | tremco gutter seal | Building Ctr | 5.53 | 11.06
splash pads | 2 | includes 2 hose bibs pads | Building Ctr | 14.02 | 28.04
|  |  |  | mat sub-total: | 162.94 | 16.294 | 179.234 |  | lab sub-total: | 105 | 284.234
DESCRIPTION | PCS | DIMENSIONS | SUPPLIER | UNIT COST | SUB-TOTAL | amt | LAB. QUANT. | CONTRACTOR | RATE | SUB-TOTAL | TOTAL
Roofing |  | Install new Asphalt shingles on origianal 24' x 40' unit
|  | attic venting listed elsewhere. |  |  | 0 | 42 | bundles | Band | 16 | 672
asphalt shingles | 36 | 20 yr / 3 tab | Building Ctr | 17.99 | 647.64
starters and ridge cap | 6 |  | Building Ctr | 17.99 | 107.94
valley flashing | 0 | bituthane 3' x 75' | Building Ctr | 126 | 0
flashing | 0 | flexible | Building Ctr | 19.95 | 0
step flashing | 0 |  | Building Ctr | 2 | 0
roof edge | 10 | 10 ft. alum. Pcs. | Building Ctr | 4.14 | 41.4
roof felt | 2 | 15 lb felt | Building Ctr | 22.75 | 45.5
staples | 1 | box 3/8" | Building Ctr | 9.95 | 9.95
Roofing nails | 1 | 1 1/4" galv | Building Ctr | 48.99 | 48.99
blackjack | 6 | quart size | Building Ctr | 4.04 | 24.24
|  |  |  | mat sub-total: | 925.66 | 92.566 | 1018.226 |  | lab sub-total: | 672 | 1690.226
Decks & steps | 1 | 5' x 5' landing c/w 5 rise steps & painting |  |  |  | 50 | sq ft | Band | 10 | 500
deck pad | 2 | 2" x 6" x 16" acq | Buildingctr | 17.92 | 35.84
deck support | 2 | adjustable telepost | Buildingctr | 30.62 | 61.24
post bracket | 2 |  | Buildingctr | 3.79 | 7.58
deck beams/rim | 1 | 2" x 6" x 16" acq | Buildingctr | 17.92 | 17.92
patio picket | 50 | 2" x 2" x 42" acq | Buildingctr | 1.79 | 89.5
top rails | 1 | 2" x 4" x 12" acq | Buildingctr | 7.95 | 7.95
top side rails | 1 | 2" x 4" x 12" acq | Buildingctr | 7.95 | 7.95
deck floor | 5 | 2" x 6" x 10' acq | Buildingctr | 10.95 | 54.75
deck steps | 2 | 2" x 10" x 16' | Buildingctr | 28.98 | 57.96
plywood for stair attach | 1 |  | Buildingctr | 5 | 5
sgl joist hangers | 6 |  | Buildingctr | 0.65 | 3.9
dbl joist hangers | 4 |  | Buildingctr | 0.85 | 3.4
misc fasteners | 5 | lbs deck screws | Buildingctr | 2.89 | 14.45
misc fasteners | 4 | lag screws 3 1/2" | Buildingctr | 0.49 | 1.96
misc fasteners | 4 | washers | Buildingctr | 0.05 | 0.2
deck stain | 2 | 4 litre pails | Buildingctr | 28.99 | 57.98 | 1 | paint existing front deck/steps |  | 200 | 200
paint rollers | 1 |  | Buildingctr | 2.39 | 2.39
paint brushes | 1 | 4" | Buildingctr | 3.88 | 3.88
end cut preservative | 1 |  | Buildingctr | 8.69 | 8.69
paint thinner | 1 | 4 litre | Buildingctr | 4.19 | 4.19
delivery charge | 1 | included | Buildingctr | 25 | 25
|  |  |  | mat sub-total: | 471.73 | 47.173 | 518.903 |  | lab sub-total: | 2044 | 2562.903
DESCRIPTION | pcs | MAT. QUANT. | SUPPLIER | UNIT COST | SUB-TOTAL | amt | LAB. QUANT. | CONTRACTOR | RATE | SUB-TOTAL | TOTAL
Exterior painting |  | scrape and paint exterior wood trim. |  |  |  | 500 | sq. ft. | Band | 0.7 | 350
Exterior primer | 2 | 3.78 litre | Building Ctr | 33.05 | 66.1
Exterior paint | 3 | 3.78 litre | Building Ctr | 44.99 | 134.97
paint rollers | 1 |  | Building Ctr | 2.39 | 2.39
paint brushes | 1 | 4" | Building Ctr | 3.88 | 3.88
paint thinner | 1 | 4 litre | Building Ctr | 4.19 | 4.19
eco charge | 4 |  |  | 0.4 | 1.6
|  |  |  | mat sub-total: | 213.13 | 21.313 | 234.443 |  | lab sub-total: | 350 | 584.443
Window pkg. |  | large livingroom, 1 kitchen & 3 bedrooms.
standard sizes | 3 |  | Building Ctr | 630 | 1890 | 3 |  |  | 125 | 375
large picture window | 1 |  | Building Ctr | 1030 | 1030 | 1 |  |  | 175 | 175
sealed unit | 6 | sq. ft. dbl. Low-E sealed unit |  | 7 | 42 | 1 |  |  | 50 | 50
misc. material | 1 |  | Building Ctr | 40 | 40
|  |  |  | mat sub-total: | 3002 | 300.2 | 3302.2 |  | lab sub-total: | 600 | 3902.2
Exterior doors
Ext Door | 2 | 6P 6.5J 36X80 | Building Ctr | 215 | 430 | 2 |  | Band | 200 | 400
storm door | 0 | 3' - 0" metal | Building Ctr | 250 | 0 | 0 |  | Band | 150 | 0
Dead bolt prep | 2 |  | Building Ctr | 25 | 50
Deadbolt | 2 |  | Building Ctr | 39.99 | 79.98
Keyed alike locksets | 2 |  | Building Ctr | 28.12 | 56.24
screws, yellow zinc | 2 |  | Building Ctr | 3.99 | 7.98
expanding foam | 2 |  | Building Ctr | 10 | 20
casing | 0 | listed elsewhere | Building Ctr | 0 | 0
shim shingles | 2 | small bundles | Building Ctr | 1.79 | 3.58
misc fasteners | 2 |  | Building Ctr | 1.88 | 3.76
exterior caulking | 2 |  | Building Ctr | 4.93 | 9.86
|  |  |  | mat sub-total: | 661.4 | 66.14 | 727.54 |  | lab sub-total: | 400 | 1127.54
Insul/Vap Barrier pkg |  | includes sealing off existing interior attic access. New gable access listed elsewhere.
| attic | replace R-20 layer due to moisture damage |  |  |  | 960 | sq. ft. | Band | 0.4 | 384
R-20 batt insulation | 13 | 24" - 75 sq. ft. per bag | Building Ctr | 28.49 | 370.37
vapour barrier | 1 | 102" x 1000 sq. ft. | Building Ctr | 61.99 | 61.99
accoustic sealant | 4 | 825 ml tubes | Building Ctr | 4.9 | 19.6
|  |  |  | mat sub-total: | 451.96 | 45.196 | 497.156 |  | lab sub-total: | 384 | 881.156
DESCRIPTION | pcs | MAT. QUANT. | SUPPLIER | UNIT COST | SUB-TOTAL | amt | LAB. QUANT. | CONTRACTOR | RATE | SUB-TOTAL | TOTAL
Mold Remediation |  | Take precautions when removing mold damaged wall components at all window and door framing. Remove mold damaged wall & ceiling drywall
Contain Unit & prep |  | this is allowance for containmant and protecting workers |  |  |  | 1 | unit | Band | 750 | 750
Demolition |  | mold damged ceiling drywall, tubsurround & wall panelling in bathroom |  |  |  | 1 | unit | Band | 750 | 750
work to include safety precautions when removing flooring and subfloor throughout unit.
Tyvek suits | 6 |  | Building Ctr | 12 | 72
N100 face respirator masks | 6 | double | Building Ctr | 8 | 48
Garbage bags | 20 | heavy duty | Building Ctr | 1 | 20
detergent | 4 | allowance - Tri sodium phosphate etc. |  | 20 | 80
CGSB poly | 3 | 102" x 1000 sq. ft. | Building Ctr | 61.99 | 185.97
tape | 5 |  | Building Ctr | 2.99 | 14.95
|  |  |  | mat sub-total: | 420.92 | 42.092 | 463.012 |  | lab sub-total: | 1500 | 1963.012
Patch and Paint |  | removal of existing drywall listed under mold clean-up
Drywall |  | Mold affected areas & damaged |  |  |  | 960 | surface area | Band | 0.5 | 480
4' x 8' x 1/2" | 0 | 0 | Building Ctr | 0.42 | 0
4' x 10' x 1/2" | 0 | 0 | Building Ctr | 0.42 | 0
4' x 12' x 1/2" | 0 | 0 | Building Ctr | 0.42 | 0
4' x 14' x 1/2" | 0 | 0 | Building Ctr | 0.42 | 0
4' x 12' x 1/2"CD | 20 | 960 | Building Ctr | 0.57 | 547.2
4' x 8' x 1/2" aqua | 0 | 0 | Building Ctr | 0.57 | 0
drywall screws | 15 | lb 1 1/4" | Building Ctr | 2.75 | 41.25
drywall nails | 5 | lb 1 1/4" | Building Ctr | 1.49 | 7.45
|  |  |  | mat sub-total: | 588.45 | 58.845 | 647.295 |  | lab sub-total: | 480 | 1127.295
Taping | [5 empty] | 960 | surface area | Band | 0.5 | 480
drywall compound | 4 | box all purpose | Building Ctr | 18.95 | 75.8
drywall tape | 1 | 500' x 2 " rolls | Building Ctr | 5.48 | 5.48
corner bead | 0 | 8 ' paper/metal | Building Ctr | 2.79 | 0
sandpaper | 0.25 | roll 150 grit | Building Ctr | 24.95 | 6.2375
sponge sanders | 1 | duel angle | Building Ctr | 2.99 | 2.99
poly | 0 | 102" x 1500 sq. ft. | Building Ctr | 27.95 | 0
|  |  |  | mat sub-total: | 90.5075 | 9.0508 | 99.5583 |  | lab sub-total: | 480 | 579.5583
DESCRIPTION | pcs | MAT. QUANT. | SUPPLIER | UNIT COST | SUB-TOTAL | amt | LAB. QUANT. | CONTRACTOR | RATE | SUB-TOTAL | TOTAL
Painting | [5 empty] | 960 | surface area | Band | 0.3 | 288
primer | 1 | 18.9 litre latex | Building Ctr | 85.45 | 85.45
stain blocker primer | 0 |  | Building Ctr | 37.95 | 0
interior trim paint | 1 |  | Building Ctr | 32.95 | 32.95 | 0 | lineal feet casing | Band | 0.3 | 0
interior semi-gloss | 1 | 18.9 litre latex | Building Ctr | 134.95 | 134.95
eco charge | 5 | for paint |  | 0.4 | 2
painters tape | 1 |  | Building Ctr | 2.99 | 2.99
sandpaper | 5 | aluminum oxide 150 grit | Building Ctr | 0.89 | 4.45
roller cages | 1 |  | Building Ctr | 4.99 | 4.99
paint trays | 1 |  | Building Ctr | 3.75 | 3.75
tray liners | 2 |  | Building Ctr | 1.45 | 2.9
paint brushes | 1 | 75 mm poly | Building Ctr | 7.99 | 7.99
roller refills | 2 |  | Building Ctr | 2.49 | 4.98
ceiling roller refill | 0 |  | Building Ctr | 5.89 | 0
wood stain | 1 | handrails, closets, misc. | Building Ctr | 17.09 | 17.09
wood varathane | 1 |  | Building Ctr | 13.38 | 13.38
paint thinner | 1 | 4 litres | Building Ctr | 7.49 | 7.49
small paint brush | 1 |  | Building Ctr | 6 | 6
|  |  |  | mat sub-total: | 331.36 | 33.136 | 364.496 |  | lab sub-total: | 288 | 652.496
Wall Paneling | [5 empty] | 960 | surface area | Band | 0.3 | 288
Wall Paneling | 30 | 960 | Building Ctr | 21.95 | 658.5
corner trim | 16 |  | Building Ctr | 4 | 64
cove moulding | 120 | lineal feet | Building Ctr | 0.5 | 60
| 8 | paneling nails | Building Ctr | 2 | 16
|  |  |  | mat sub-total: | 798.5 | 79.85 | 878.35 |  | lab sub-total: | 288 | 1166.35
DESCRIPTION | pcs | MAT. QUANT. | SUPPLIER | UNIT COST | SUB-TOTAL | amt | LAB. QUANT. | CONTRACTOR | RATE | SUB-TOTAL | TOTAL
FINISHING PACKAGE | [5 empty] | 960 | sq ft | Band | 1 | 960
interior doors | 0 | 1' - 6" x 6' - 8" | Building Ctr | 70.25 | 0
interior doors | 0 | 2' - 0" x 6' - 8" | Building Ctr | 70.25 | 0
interior doors | 0 | 2' - 4" x 6' - 8" | Building Ctr | 70.25 | 0
interior doors | 5 | 2' - 6" x 6' - 8" | Building Ctr | 70.25 | 351.25
interior doors | 0 | 2' - 8" x 6' - 8" | Building Ctr | 70.25 | 0
interior doors | 0 | 3' - 0" x 6' - 8" | Building Ctr | 80.25 | 0
shim shingles | 5 | small bundles | Building Ctr | 1.79 | 8.95
passage knobs | 4 | weiser | Building Ctr | 17.49 | 69.96
privacy knobs | 1 | weiser | Building Ctr | 20 | 20
door stops | 7 | spring type | Building Ctr | 1.79 | 12.53
closet doors | 0 | 2' - 0" bi-fold | Building Ctr | 54.95 | 0
closet shelving | 4 | 16"x96" prefinished | Building Ctr | 10.99 | 43.96
closet dowel | 1 | 12' steel closet rod/covered | Building Ctr | 1.5 | 1.5
shelf supports | 4 | pair rod/shelf | Building Ctr | 5.79 | 23.16
shelf supports | 4 | center rod supp. | Building Ctr | 6.25 | 25
shelf supports | 8 | pair shelf supp. | Building Ctr | 7.69 | 61.52
jambs | 0 | 1" x 5" x 7' | Building Ctr | 1.48 | 0
casing | 600 | 2 1/4" x 14' prefinished | Building Ctr | 0.62 | 372
carpenter glue | 1 | 300 ml | Building Ctr | 4.73 | 4.73
misc silicone | 3 | 325 ml | Building Ctr | 5.99 | 17.97
nail putty | 3 | jars | Building Ctr | 2.9 | 8.7
medicine cabinet | 1 | 36" x 24" tri-mirror | Building Ctr | 164.99 | 164.99
fir handrail | 0 | ft | Building Ctr | 2.32 | 0
handrail brackets | 0 | brass color | Building Ctr | 3.29 | 0
towel bar | 1 | brass color | Building Ctr | 1.77 | 1.77
toilet paper holder | 1 | brass color | Building Ctr | 8.21 | 8.21
soap holder | 1 | brass color | Building Ctr | 8.21 | 8.21
shower rod & curtain | 1 | 5 ft chrome set | Building Ctr | 33.42 | 33.42
2" finish nails | 1 | box 18 gauge | Building Ctr | 16.99 | 16.99
1" finish nails | 1 | box 18 gauge | Building Ctr | 11.99 | 11.99
wood screws | 1 | lb 1 1/2" #8 | Building Ctr | 2.6 | 2.6
wood screws | 1 | lb 3" #8 yel zinc | Building Ctr | 2.6 | 2.6
|  |  |  | mat sub-total: | 1272.01 | 127.201 | 1399.211 |  | lab sub-total: | 960 | 2359.211
DESCRIPTION | pcs | MAT. QUANT. | SUPPLIER | UNIT COST | SUB-TOTAL | amt | LAB. QUANT. | CONTRACTOR | RATE | SUB-TOTAL | TOTAL
Tub surround / Ceramic tile
3 piece tub surround | 1 |  | Building Ctr | 72.99 | 72.99 | 1 |  | Band | 100 | 100
silicone | 0 | bathroom type | Building Ctr | 4.92 | 0
spreader | 1 | 3/16" groove | Building Ctr | 2.99 | 2.99
adhesive | 3 | pl300 | Building Ctr | 4.49 | 13.47
|  |  |  | mat sub-total: | 89.45 | 8.945 | 98.395 |  | lab sub-total: | 100 | 198.395
Remove existing underlay & flooring | [5 empty] | 960 | sq ft | Band | 0.6 | 576
Underlay | [5 empty] | 960 | sq ft | Band | 0.5 | 480
Underlay | 30 | 4' x 8' x 1/4"" fir | Building Ctr | 17.9 | 537
underlay nails | 35 | box 1 1/4" ringed floor nails | Building Ctr | 1.25 | 43.75
floor leveler | 2 | with flooring | Building Ctr | 13.19 | 26.38
|  |  |  | mat sub-total: | 607.13 | 60.713 | 667.843 |  | lab sub-total: | 1056 | 1723.843
Flooring package |  | allowance for waste |  |  |  | 1030 | sq ft | Band | 1 | 1030
VC Tile | 1030 | 20 boxes 12"x 12" x 1/8" | Building Ctr | 0.87 | 896.1
pail floor glue | 1 | latex | Building Ctr | 42.08 | 42.08
glue spreader | 1 |  | Building Ctr | 2.79 | 2.79
tile sealer | 1 | 4 L - 1200 sq. ft. coverage | Building Ctr | 44.95 | 44.95 | 960 | sq ft | Band | 0.15 | 144
tile top coat | 1 |  | Building Ctr | 44.95 | 44.95
delivery charge | 1 | listed elsewhere | Building Ctr | 50 | 50
|  |  |  | mat sub-total: | 1080.87 | 108.087 | 1188.957 |  | lab sub-total: | 1174 | 2362.957
Site Cleaning | 0 |  |  |  | 0 | 1 |  | Band | 200 | 200 | 200
Final Cleaning | 1 |  | Building Ctr | 50 | 50 | 1 |  | Band | 200 | 200 | 250
Material Shipping & Handling | 1 |  | Building Ctr | 200 | 200 | [5 empty] | 200 | Line on 301
[10 empty] | Sub-Total: | 31870.4963 | Line 10
ADDITIONAL ITEMS | [9 empty] | 5% Contingency: | 1593.5248 | Line 19
Site Prep |  | If relocating or adding on | [8 empty] | 0 | Line 8
Water supply | 0 | Testing, service etc. | Band | 1200 | 0 |  | Includes shock chlorination |  |  |  | 0 | Line 14
Sewage disposal system | 0 | Testing, service etc. | Band | 1200 | 0 | [5 empty] | 0 | Line 14
Frieght Charges | 1 |  | Ridsdale | 3000 | 3000 | [5 empty] | 3000 | Line 16
Appliances | 1 | Fridge & Stove & washer & dryer |  | 1700 | 1700 | 170 | 1870 |  |  | 0 | 1870 | Line 11
Project Manager | 1 |  | Project Manager inc | 0 | 0 | [5 empty] | 0 | Line 15
Architect / Blueprints | 0 |  | PAGC Services | 0 | 0 | [5 empty] | 0 | Line 2
Engineering | 0 |  | PAGC Services | 0 | 0 | [5 empty] | 0 | Line 2
Consultants | 1 | Costing, photos, sketches | PAGC Services | 250 | 250 |  | Complete 301 application, Const. Mgmt. Plan, Plot Plans etc. |  |  |  | 250 | Line 3
Insurance During Const. | 1 |  | Insurer | 387 | 387 | [5 empty] | 387 | Line 20
Utilities During Const. | 2 |  | SaskPower | 350 | 700 | [5 empty] | 700 | Line 20
Audit | 1 |  | Myers Norris Penny | 200 | 200 | [5 empty] | 200 | Line 5
Interest during const. | 1 |  | CMHC Direct | 855 | 855 | [5 empty] | 855 | Line 1
[10 empty] | Grand Total: | 40726.0211

## r7
Any First Nation 2006 / 2007 - Multi UNIT PROJECT |  |  |  |  | PROJECT: | Sample reno
DESCRIPTION | LINE | MAT. QUANT. | SUPPLIER | UNIT COST | SUB-TOTAL | LINE | LAB. QUANT. | CONTRACTOR | RATE | SUB-TOTAL | TOTAL
Plumbing |  | Attach report on system | Building Ctr |  |  | 1 | plumbing labor | per hour | 800 | 800
Material pkg. | 1 | see attached |  | 1261 | 1261
misc. | 0 | Travel |  | 0 | 0
|  |  |  | mat sub-total: | 1261 | 126.1 | 1387.1 |  | lab sub-total: | 800 | 2187.1
Electrical & heating repairs |  | see attched quote | Electric co
Material pkg. | 1 |  |  |  | 0 |  |  | Band
misc. | 1 | Travel |  |  | 0
|  |  |  | mat sub-total: | 0 | 0 | 0 |  | lab sub-total: | 0 | 6500
Wood Stove repairs |  | replace high temp chimney |  |  |  | 1 |  | Band | 250 | 250
Wood Stove | 0 | Valley comfort | Building Ctr | 1200 | 0
fan | 0 |  | Building Ctr | 225 | 0
board/stove | 0 |  | Building Ctr | 119.99 | 0
stove board joiner | 0 |  | Building Ctr | 16.89 | 0
stove board kit | 0 |  | Building Ctr | 22.99 | 0
Pipe/chimney | 2 | 36" | Building Ctr | 82.99 | 165.98
Pipe/chimney | 1 | 24" | Building Ctr | 82.99 | 82.99
roof flashing | 1 |  | Building Ctr | 67.99 | 67.99
ceiling support | 1 |  | Building Ctr | 54.99 | 54.99
pipe, stove black | 1 |  | Building Ctr | 14.99 | 14.99
adjustable elbow pipe | 1 |  | Building Ctr | 10.49 | 10.49
|  |  |  | mat sub-total: | 397.43 | 39.743 | 437.173 |  | lab sub-total: | 250 | 687.173
DESCRIPTION | PCS | DIMENSIONS | SUPPLIER | UNIT COST | SUB-TOTAL | amt | LAB. QUANT. | CONTRACTOR | RATE | SUB-TOTAL | TOTAL
Foundation repairs
Delapidated Structure |  | Temporary removal / reinstall of 3 porches/sheds |  |  |  | 260 | sq ft | Band | 2.5 | 650
excavate / backfill |  | to gain access to footing, includes regrading |  |  |  | 1 | unit | Band | 1200 | 1200
Remove floor insulation |  | reinsulate joists listed elsewhere |  |  |  | 1200 | sq ft | Band | 0.4 | 480
replace rotton floor joists |  | Cut out deterioration, laminate new floor joists to existing where damaged. |  |  |  | 240 | lineal feet | Band | 1 | 240
teleposts | 4 | c/w 4" x 6" plate | Building Ctr | 42.97 | 171.88 |  | replace wood columns with new adjustable steel columns
2" x 10" x 12' | 20 | floor & rim joist | Building Ctr | 12.54 | 250.8
damproof / frost protect |  | repair and seal cracks as needed, damproof & add frost protection |  |  |  | 540 | sq ft | Band | 1 | 540
plastic cement | 1 | 4 kg | Building Ctr | 9.48 | 9.48
found. coat primer | 1 | 20 litre | Building Ctr | 42.39 | 42.39
foundation coat | 1 | 20 litre | Building Ctr | 31.1 | 31.1
weeping tile | 180 | ft x 4' | Building Ctr | 0.61 | 109.8
weeping tile | 2 | tee | Building Ctr | 3.96 | 7.92
weeping tile | 3 | coupling | Building Ctr | 3.96 | 11.88
paint rollers | 1 |  | Building Ctr | 6.11 | 6.11 |  |  | Band | included
Foundation wall insulation | 12 | 2'x8'x2" rigid insulation | Building Ctr | 13.36 | 160.32
frost protection | 22 | 2'x8'x2" rigid insulation | Building Ctr | 13.36 | 293.92
sump pit liner | 1 | 17" x 25" | Building Ctr | 220 | 220 | 1 |  |  | 100 | 100
sump pit locking lid | 1 |  | Building Ctr | 41.49 | 41.49
ground cover | 1 | 1500 sq ft roll | Building Ctr | 61.99 | 61.99 | 1200 | sq ft | Band | 0.15 | 180
wash rock | 14 | cubic yds Level & compact fill |  | 25 | 350 | 1200 | sq ft | Band | 0.4 | 480
| 1 | 102" x 1500 sq. ft. | Building Ctr | 90.25 | 90.25
|  |  |  | mat sub-total: | 1859.33 | 185.933 | 2045.263 |  | lab sub-total: | 3870 | 5915.263
DESCRIPTION | PCS | DIMENSIONS | SUPPLIER | UNIT COST | SUB-TOTAL | amt | LAB. QUANT. | CONTRACTOR | RATE | SUB-TOTAL | TOTAL
Roof framing repairs |  | Remove all wood soffit and replace all rough facia throughout original side. |  |  |  | 1 | lin ft x 2' high | Band | 400 | 400
rough facia | 12 | 2" x 6" x 16' spr | Building Ctr | 8.31 | 99.72
insul stops | 40 | "24" waxed | Building Ctr | 0.99 | 39.6
roof sheathing | 5 | 4' x 8' x 7/16"" osb | Building Ctr | 10.55 | 52.75
plywood clips | 1 | bags 1/2" - 100 | Building Ctr | 4.99 | 4.99
misc framing | 5 | 2" x 4" x 12' spr | Building Ctr | 4.16 | 20.8 |  | for repairs to truss rafter tails next to deteriorate wood facia
|  |  |  | mat sub-total: | 217.86 | 21.786 | 239.646 |  | lab sub-total: | 400 | 639.646
Soffit / facia | [5 empty] | 200 | sq. ft. | Band | 1.5 | 300
vented soffit | 10 | 17 sq ft | Building Ctr | 13.01 | 130.1
j-channel backing | 6 | 2" x 2" x 10' spr. | Building Ctr | 2.39 | 14.34
J-channel | 6 | 12' | Building Ctr | 3.82 | 22.92
alum. facia | 8 | 6" | Building Ctr | 7.49 | 59.92
soffit nails | 1 | bag | Building Ctr | 4.99 | 4.99
|  |  |  | mat sub-total: | 232.27 | 23.227 | 255.497 |  | lab sub-total: | 300 | 555.497
Roofing |  | Install new Asphalt shingles on origianal 32' x 24' and 2 porches only. |  |  |  |  | 16' x 24' addition roofing in good condition.
|  | attic venting listed elsewhere. |  |  | 0 | 50 | bundles | Band | 16 | 800
asphalt shingles | 44 | 20 yr / 3 tab | Building Ctr | 17.99 | 791.56
starters and ridge cap | 6 |  | Building Ctr | 17.99 | 107.94
valley flashing | 1 | bituthane 3' x 75' | Building Ctr | 126 | 126
flashing | 3 | flexible | Building Ctr | 19.95 | 59.85
step flashing |  |  | Building Ctr
roof edge | 7 | 10 ft. alum. Pcs. | Building Ctr | 4.14 | 28.98
roof felt | 2 | 15 lb felt | Building Ctr | 22.75 | 45.5
staples | 1 | box 3/8" | Building Ctr | 9.95 | 9.95
Roofing nails | 1 | 1 1/4" galv | Building Ctr | 48.99 | 48.99
blackjack | 6 | quart size | Building Ctr | 4.04 | 24.24
|  |  |  | mat sub-total: | 1243.01 | 124.301 | 1367.311 |  | lab sub-total: | 800 | 2167.311
DESCRIPTION | PCS | DIMENSIONS | SUPPLIER | UNIT COST | SUB-TOTAL | amt | LAB. QUANT. | CONTRACTOR | RATE | SUB-TOTAL | TOTAL
Remove Siding |  | on original side of unit, includes disposal |  |  |  | 880 | sq. ft. | Band | 0.3 | 264
Exterior cladding |  | Installation on original side of unit and 2 porches to match addition. |  |  |  | 1200 | sq. ft. | Band | 0.75 | 900
house wrap | 1 | 9' - 6" x 195' | Building Ctr | 174.59 | 174.59
staples | 1 |  | Building Ctr | 9.95 | 9.95
building paper tape | 1 |  | Building Ctr | 10.99 | 10.99
Starter strips | 12 | 10 ft. metal | Building Ctr | 6.83 | 81.96
jointss connecters | 120 | D5 joints | Building Ctr | 1.15 | 138
Galv nails | 20 | 2 1/2" galv | Building Ctr | 1.85 | 37
Galv siding air fasteners | 0 | 2 3/8" galv | Building Ctr | 65.95 | 0
Corner trim | 8 | 2' x 4' x 10' acq | Building Ctr | 6 | 48
Ext. cladding | 124 | canex lap siding | Building Ctr | 27.5 | 3410
Vinyl J-Trim | 60 |  | Building Ctr | 4.59 | 275.4
adhesive | 8 | "no-nail" adhesive | Building Ctr | 6.69 | 53.52
Exterior sealant | 12 |  | Building Ctr | 4.93 | 59.16
Drip cap | 5 |  | Building Ctr | 5.06 | 25.3
touch-up paint | 1 |  | Building Ctr | 15.49 | 15.49
receptacle trim | 2 |  | Building Ctr | 6.39 | 12.78
air vent trim | 3 |  | Building Ctr | 24.99 | 74.97
Gable access / vent | 1 |  | Building Ctr | 46.42 | 46.42 |  | labour included
gable vent | 1 |  | Building Ctr | 18.25 | 18.25 |  | labour included
delivery & picker truck | 0 | included elsewhere | Building Ctr | 0 | 0
|  |  |  | mat sub-total: | 4491.78 | 449.178 | 4940.958 |  | lab sub-total: | 1164 | 6104.958
Exterior painting |  | scrape and paint exterior wood trim. |  |  |  | 300 | sq. ft. | Band | 0.7 | 210
Exterior primer | 1 | 3.78 litre | Building Ctr | 33.05 | 33.05
Exterior paint | 2 | 3.78 litre | Building Ctr | 44.99 | 89.98
paint rollers | 1 |  | Building Ctr | 2.39 | 2.39
paint brushes | 1 | 4" | Building Ctr | 3.88 | 3.88
paint thinner | 1 | 4 litre | Building Ctr | 4.19 | 4.19
eco charge | 3 |  |  | 0.4 | 1.2
|  |  |  | mat sub-total: | 134.69 | 13.469 | 148.159 |  | lab sub-total: | 210 | 358.159
DESCRIPTION | pcs | MAT. QUANT. | SUPPLIER | UNIT COST | SUB-TOTAL | amt | LAB. QUANT. | CONTRACTOR | RATE | SUB-TOTAL | TOTAL
Window pkg. |  | large livingroom, 1 kitchen & 3 bedrooms.
standard sizes | 4 |  | Building Ctr | 630 | 2520 | 4 |  |  | 125 | 500
large picture window | 1 |  | Building Ctr | 1030 | 1030 | 1 |  |  | 175 | 175
framing repairs repairs | 5 | 2" x 6" x 12' spr | Building Ctr | 5.99 | 29.95 | 1 |  |  | 150 | 150
misc. material | 1 |  | Building Ctr | 50 | 50
|  |  |  | mat sub-total: | 3629.95 | 362.995 | 3992.945 |  | lab sub-total: | 825 | 4817.945
Exterior doors | [5 empty] | 2 |  | Band | 200 | 400
Ext Door | 2 | 6P 6.5J 36X80 | Building Ctr | 215 | 430 |  | jamb wrapped
storm door | 0 | 3' - 0" metal | Building Ctr |  | 0
Dead bolt prep | 2 |  | Building Ctr | 25 | 50
Deadbolt | 2 |  | Building Ctr | 39.99 | 79.98
Keyed alike locksets | 2 |  | Building Ctr | 28.12 | 56.24
screws, yellow zinc | 1 |  | Building Ctr | 3.99 | 3.99
expanding foam | 2 |  | Building Ctr | 10 | 20
casing | 0 | listed elsewhere | Building Ctr | 0 | 0
shim shingles | 2 | small bundles | Building Ctr | 1.79 | 3.58
misc fasteners | 2 |  | Building Ctr | 1.88 | 3.76
exterior caulking | 2 |  | Building Ctr | 4.93 | 9.86
|  |  |  | mat sub-total: | 657.41 | 65.741 | 723.151 |  | lab sub-total: | 400 | 1123.151
Eavestrouging | [5 empty] | 172 | feet | Building Ctr | 1 | 172
Gutter | 13 | 4" x 10 ft. alum. gutter | Building Ctr | 12.02 | 156.26
downpipe | 4 | 2.5" x 2.5" x 10 ft. alum. | Building Ctr | 12.56 | 50.24
hanger | 60 | aluminum | Building Ctr | 0.53 | 31.8
end caps | 6 | left hand | Building Ctr | 0.73 | 4.38
end caps | 6 | right hand | Building Ctr | 0.73 | 4.38
db-drop outlet | 4 | 2.5" x 2.5" mill alum. | Building Ctr | 1.27 | 5.08
elbows | 8 | 2.5" x 2.5" elbows alum. | Building Ctr | 1.79 | 14.32
downpipe straps | 12 |  | Building Ctr | 0.62 | 7.44
fasteners | 10 | 3" zinc | Building Ctr | 2.79 | 27.9
sealer | 5 | tremco gutter seal | Building Ctr | 5.53 | 27.65
splash pads | 6 | includes 2 hose bibs pads | Building Ctr | 14.02 | 84.12
|  |  |  | mat sub-total: | 413.57 | 41.357 | 454.927 |  | lab sub-total: | 172 | 626.927
DESCRIPTION | pcs | MAT. QUANT. | SUPPLIER | UNIT COST | SUB-TOTAL | amt | LAB. QUANT. | CONTRACTOR | RATE | SUB-TOTAL | TOTAL
Insul/Vap Barrier pkg |  | includes sealing off existing interior attic access. New gable access listed elsewhere.
| walls | R-20 - PWF |  |  |  | 60 | lin ft x 2' high | Band | 1 | 60
| joists | R-20 |  |  |  | 148 | lin ft x 1' high | Band | 0.75 | 111
| attic | Add R-20 on original side only, not porches or addition. |  |  |  | 768 | sq. ft. | Band | 0.4 | 307.2
R-12 batt insulation | 0 | 15" - 88 sq. ft. per bag | Building Ctr | 20.59 | 0
R-20 batt insulation | 20 | 15" - 49 sq. ft. per bag | Building Ctr | 28.49 | 569.8
R-20 batt insulation | 12 | 24" - 75 sq. ft. per bag | Building Ctr | 28.49 | 341.88
vapour barrier | 1 | 102" x 1000 sq. ft. | Building Ctr | 61.99 | 61.99
accoustic sealant | 4 | 825 ml tubes | Building Ctr | 4.9 | 19.6
staples | 1 | 1/4" x 5000 staples | Building Ctr | 13.49 | 13.49
|  |  |  | mat sub-total: | 1006.76 | 100.676 | 1107.436 |  | lab sub-total: | 478.2 | 1585.636
Mold Remediation |  | remove water & mold damaged ceiling, remove 500 sq. ft. paneling & take precautions to remove joist insulation.
Contain Unit & prep | [5 empty] | 500 | surface area | Band | 1.25 | 625
Demolition | [5 empty] | 500 | surface area | Band | 1.25 | 625
Tyvek suits | 4 |  | Building Ctr | 12 | 48
N100 face respirator masks | 4 | double | Building Ctr | 8 | 32
Garbage bags | 18 | heavy duty | Building Ctr | 1 | 18
detergent | 1 | allowance - Tri sodium phosphate etc. |  | 20 | 20
CGSB poly | 2 | 102" x 1000 sq. ft. | Building Ctr | 61.99 | 123.98
tape | 4 |  | Building Ctr | 2.99 | 11.96
|  |  |  | mat sub-total: | 253.94 | 25.394 | 279.334 |  | lab sub-total: | 1250 | 1529.334
Patch and Paint
Drywall |  | Mold affected areas & damaged |  |  |  | 240 | surface area | Band | 0.75 | 180
4' x 8' x 1/2" | 0 | 0 | Building Ctr | 0.42 | 0
4' x 10' x 1/2" | 0 | 0 | Building Ctr | 0.42 | 0
4' x 12' x 1/2" | 0 | 0 | Building Ctr | 0.42 | 0
4' x 14' x 1/2" | 0 | 0 | Building Ctr | 0.42 | 0
4' x 12' x 1/2"CD | 5 | 240 | Building Ctr | 0.57 | 136.8
4' x 8' x 1/2" aqua | 0 | 0 | Building Ctr | 0.57 | 0
drywall screws | 10 | lb 1 1/4" | Building Ctr | 2.75 | 27.5
drywall nails | 10 | lb 1 1/4" | Building Ctr | 1.49 | 14.9
|  |  |  | mat sub-total: | 164.3 | 16.43 | 180.73 |  | lab sub-total: | 180 | 360.73
DESCRIPTION | pcs | MAT. QUANT. | SUPPLIER | UNIT COST | SUB-TOTAL | amt | LAB. QUANT. | CONTRACTOR | RATE | SUB-TOTAL | TOTAL
Taping | [5 empty] | 240 | surface area | Band | 0.5 | 120
drywall compound | 2 | box all purpose | Building Ctr | 18.95 | 37.9
drywall tape | 1 | 500' x 2 " rolls | Building Ctr | 5.48 | 5.48
corner bead | 0 | 8 ' paper/metal | Building Ctr | 2.79 | 0
sandpaper | 0.25 | roll 150 grit | Building Ctr | 24.95 | 6.2375
sponge sanders | 1 | duel angle | Building Ctr | 2.99 | 2.99
poly | 0 | 102" x 1500 sq. ft. | Building Ctr | 27.95 | 0
|  |  |  | mat sub-total: | 52.6075 | 5.2607 | 57.8683 |  | lab sub-total: | 120 | 177.8682
Wall Paneling | [5 empty] | 3200 | surface area | Band | 0.3 | 960
Wall Paneling | 100 | 3200 | Building Ctr | 21.95 | 2195
corner trim | 20 |  | Building Ctr | 4 | 80
cove moulding | 420 | lineal feet | Building Ctr | 0.5 | 210
| 8 | paneling nails | Building Ctr | 2 | 16
|  |  |  | mat sub-total: | 2501 | 250.1 | 2751.1 |  | lab sub-total: | 960 | 3711.1
Painting |  | paint ceiling finish & trim |  |  |  | 1400 | surface area | Band | 1 | 1400
primer | 2 | 18.9 litre latex | Building Ctr | 85.45 | 170.9
stain blocker primer | 0 |  | Building Ctr | 37.95 | 0
interior trim paint | 1 |  | Building Ctr | 32.95 | 32.95 | 0 | lineal feet casing | Band | 0.3 | 0
interior semi-gloss | 2 | 18.9 litre latex | Building Ctr | 134.95 | 269.9
eco charge | 10 | for paint |  | 0.4 | 4
painters tape | 1 |  | Building Ctr | 2.99 | 2.99
sandpaper | 10 | aluminum oxide 150 grit | Building Ctr | 0.89 | 8.9
roller cages | 2 |  | Building Ctr | 4.99 | 9.98
paint trays | 2 |  | Building Ctr | 3.75 | 7.5
tray liners | 10 |  | Building Ctr | 1.45 | 14.5
paint brushes | 1 | 75 mm poly | Building Ctr | 7.99 | 7.99
roller refills | 10 |  | Building Ctr | 2.49 | 24.9
ceiling roller refill | 0 |  | Building Ctr | 5.89 | 0
wood stain | 1 | handrails, closets, misc. | Building Ctr | 17.09 | 17.09
wood varathane | 1 |  | Building Ctr | 13.38 | 13.38
paint thinner | 1 | 4 litres | Building Ctr | 7.49 | 7.49
small paint brush | 1 |  | Building Ctr | 6 | 6
|  |  |  | mat sub-total: | 598.47 | 59.847 | 658.317 |  | lab sub-total: | 1400 | 2058.317
DESCRIPTION | pcs | MAT. QUANT. | SUPPLIER | UNIT COST | SUB-TOTAL | amt | LAB. QUANT. | CONTRACTOR | RATE | SUB-TOTAL | TOTAL
FINISHING PACKAGE | [5 empty] | 1200 | sq ft | Band | 1 | 1200
interior doors | 0 | 1' - 6" x 6' - 8" | Building Ctr | 70.25 | 0
interior doors | 0 | 2' - 0" x 6' - 8" | Building Ctr | 70.25 | 0
interior doors | 0 | 2' - 4" x 6' - 8" | Building Ctr | 70.25 | 0
interior doors | 6 | 2' - 6" x 6' - 8" | Building Ctr | 70.25 | 421.5
interior doors | 0 | 2' - 8" x 6' - 8" | Building Ctr | 70.25 | 0
interior doors | 0 | 3' - 0" x 6' - 8" | Building Ctr | 80.25 | 0
shim shingles | 6 | small bundles | Building Ctr | 1.79 | 10.74
passage knobs | 5 | weiser | Building Ctr | 17.49 | 87.45
privacy knobs | 1 | weiser | Building Ctr | 20 | 20
door stops | 8 | spring type | Building Ctr | 1.79 | 14.32
closet doors | 0 | 2' - 0" bi-fold | Building Ctr | 54.95 | 0
closet shelving | 6 | 16"x96" prefinished | Building Ctr | 10.99 | 65.94
closet dowel | 3 | 12' steel closet rod/covered | Building Ctr | 1.5 | 4.5
shelf supports | 6 | pair rod/shelf | Building Ctr | 5.79 | 34.74
shelf supports | 6 | center rod supp. | Building Ctr | 6.25 | 37.5
shelf supports | 12 | pair shelf supp. | Building Ctr | 7.69 | 92.28
jambs | 0 | 1" x 5" x 7' | Building Ctr | 1.48 | 0
casing | 100 | 2 1/4" x 14' prefinished | Building Ctr | 0.62 | 62
carpenter glue | 1 | 300 ml | Building Ctr | 4.73 | 4.73
misc silicone | 2 | 325 ml | Building Ctr | 5.99 | 11.98
nail putty | 2 | jars | Building Ctr | 2.9 | 5.8
medicine cabinet | 1 | 36" x 24" tri-mirror | Building Ctr | 164.99 | 164.99
fir handrail | 0 | ft | Building Ctr | 2.32 | 0
handrail brackets | 0 | brass color | Building Ctr | 3.29 | 0
towel bar | 1 | brass color | Building Ctr | 1.77 | 1.77
toilet paper holder | 1 | brass color | Building Ctr | 8.21 | 8.21
soap holder | 1 | brass color | Building Ctr | 8.21 | 8.21
shower rod & curtain | 1 | 5 ft chrome set | Building Ctr | 33.42 | 33.42
2" finish nails | 1 | box 18 gauge | Building Ctr | 16.99 | 16.99
1" finish nails | 1 | box 18 gauge | Building Ctr | 11.99 | 11.99
wood screws | 1 | lb 1 1/2" #8 | Building Ctr | 2.6 | 2.6
wood screws | 1 | lb 3" #8 yel zinc | Building Ctr | 2.6 | 2.6
|  |  |  | mat sub-total: | 1124.26 | 112.426 | 1236.686 |  | lab sub-total: | 1200 | 2436.686
DESCRIPTION | pcs | MAT. QUANT. | SUPPLIER | UNIT COST | SUB-TOTAL | amt | LAB. QUANT. | CONTRACTOR | RATE | SUB-TOTAL | TOTAL
Tub surround / Ceramic tile
3 piece tub surround | 1 |  | Building Ctr | 72.99 | 72.99 | 1 |  | Band | 100 | 100
silicone | 0 | bathroom type | Building Ctr | 4.92 | 0
spreader | 1 | 3/16" groove | Building Ctr | 2.99 | 2.99
adhesive | 3 | pl300 | Building Ctr | 4.49 | 13.47
|  |  |  | mat sub-total: | 89.45 | 8.945 | 98.395 |  | lab sub-total: | 100 | 198.395
Remove existing underlay & flooring | [5 empty] | 1200 | sq ft | Band | 0.6 | 720
Underlay | [5 empty] | 1200 | sq ft | Band | 0.5 | 600
Underlay | 38 | 4' x 8' x 1/4"" fir | Building Ctr | 17.9 | 680.2
underlay nails | 35 | box 1 1/4" ringed floor nails | Building Ctr | 1.25 | 43.75
floor leveler | 2 | with flooring | Building Ctr | 13.19 | 26.38
|  |  |  | mat sub-total: | 750.33 | 75.033 | 825.363 |  | lab sub-total: | 1320 | 2145.363
Flooring package | [5 empty] | 1260 | sq ft | Band | 1 | 1260
VC Tile | 1260 | 20 boxes 12"x 12" x 1/8" | Building Ctr | 0.87 | 1096.2
pail floor glue | 2 | latex | Building Ctr | 42.08 | 84.16
glue spreader | 1 |  | Building Ctr | 2.79 | 2.79
tile sealer | 1 | 4 L - 1200 sq. ft. coverage | Building Ctr | 44.95 | 44.95 | 1200 | sq ft | Band | 0.15 | 180
tile top coat | 1 |  | Building Ctr | 44.95 | 44.95
delivery charge | 1 | listed elsewhere | Building Ctr | 50 | 50
|  |  |  | mat sub-total: | 1323.05 | 132.305 | 1455.355 |  | lab sub-total: | 1440 | 2895.355
Cabinets/vanity | 1 | 8 ft. kitchen, 3 ft. bath cabinets | Building Ctr | 4100 | 4100 | 410 | 4510 | lab flat chg |  | 200 | 4710
Site Cleaning | 0 |  |  |  | 0 | 1 |  | Band | 300 | 300 | 300
Difficiencies | 0 |  | Building Ctr | 0 | 0 | 0 |  | Band |  | 0 | 0
Final Cleaning | 1 |  | Building Ctr | 50 | 50 | 1 |  | Band | 200 | 200 | 250
Material Shipping & Handling | 1 |  | Building Ctr | 250 | 250 | [5 empty] | 250 | Line on 301
[10 empty] | Sub-Total: | 54291.9143 | Line 10
ADDITIONAL ITEMS | [9 empty] | 5% Contingency: | 2714.5957 | Line 19
Site Prep |  | If relocating or adding on | [8 empty] | 0 | Line 8
Water supply | 0 | Testing, service etc. | Band | 1200 | 0 |  | Includes shock chlorination |  |  |  | 0 | Line 14
Sewage disposal system | 0 | Testing, service etc. | Band | 1200 | 0 | [5 empty] | 0 | Line 14
Frieght Charges | 2 |  | Ridsdale | 3000 | 6000 | [5 empty] | 6000 | Line 16
Appliances | 1 | Fridge & Stove & washer & dryer |  | 1700 | 1700 | 170 | 1870 |  |  | 0 | 1870 | Line 11
Project Manager | 1 |  | Project Manager inc | 0 | 0 | [5 empty] | 0 | Line 15
Architect / Blueprints | 0 |  | PAGC Services | 0 | 0 | [5 empty] | 0 | Line 2
Engineering | 0 |  | PAGC Services | 0 | 0 | [5 empty] | 0 | Line 2
Consultants | 1 | Costing, photos, sketches | PAGC Services | 250 | 250 |  | Complete 301 application, Const. Mgmt. Plan, Plot Plans etc. |  |  |  | 250 | Line 3
Insurance During Const. | 1 |  | Insurer | 387 | 387 | [5 empty] | 387 | Line 20
Utilities During Const. | 2 |  | SaskPower | 350 | 700 | [5 empty] | 700 | Line 20
Audit | 1 |  | Myers Norris Penny | 200 | 200 | [5 empty] | 200 | Line 5
Interest during const. | 1 |  | CMHC Direct | 855 | 855 | [5 empty] | 855 | Line 1
[10 empty] | Grand Total: | 67268.51

## r8
Any First Nation 2006 / 2007 - Multi UNIT PROJECT |  |  |  |  | PROJECT: | Sample reno
DESCRIPTION | LINE | MAT. QUANT. | SUPPLIER | UNIT COST | SUB-TOTAL | LINE | LAB. QUANT. | CONTRACTOR | RATE | SUB-TOTAL | TOTAL
Plumbing |  | Attach report on system | Building Ctr |  |  | 1 | plumbing labor | per hour | 800 | 800
Material pkg. | 1 | see attached |  | 1261 | 1261
misc. | 0 | Travel |  | 0 | 0
|  |  |  | mat sub-total: | 1261 | 126.1 | 1387.1 |  | lab sub-total: | 800 | 2187.1
Electrical & heating repairs |  | see attched quote | Electric co
Material pkg. | 1 |  |  |  | 0 |  |  | Band
misc. | 1 | Travel |  |  | 0
|  |  |  | mat sub-total: | 0 | 0 | 0 |  | lab sub-total: | 0 | 3300
Wood Stove |  |  | Band |  |  | 1 |  | Band | 350 | 350
Wood Stove | 1 | Valley comfort | Building Ctr | 1200 | 1200
fan | 1 |  |  | 225 | 225
board/stove | 3 |  |  | 119.99 | 359.97
stove board joiner | 1 |  |  | 16.89 | 16.89
stove board kit | 1 |  |  | 22.99 | 22.99
Pipe/chimney | 2 | 36" |  | 82.99 | 165.98
Pipe/chimney | 1 | 24" |  | 82.99 | 82.99
roof flashing | 1 |  |  | 67.99 | 67.99
ceiling support | 1 |  |  | 54.99 | 54.99
pipe, stove black | 1 |  |  | 14.99 | 14.99
adjustable elbow pipe | 1 |  |  | 10.49 | 10.49
|  |  |  | mat sub-total: | 2222.28 | 222.228 | 2444.508 |  | lab sub-total: | 350 | 2794.508
DESCRIPTION | LINE | MAT. QUANT. | SUPPLIER | UNIT COST | SUB-TOTAL | LINE | LAB. QUANT. | CONTRACTOR | RATE | SUB-TOTAL | TOTAL
Foundation repairs
excavate / backfill |  | includes grading |  |  |  | 1 | unit | Band | 750 | 750
damproof / frost protect |  | repair and seal cracks as needed, damproof & add frost protection |  |  |  | 324 | sq ft | Band | 1 | 324
grade strip and corner protection | 4 | 4' x 8' x 1/2" pwf |  | 34.15 | 136.6
butyl sealant | 8 | tubes |  | 5.72 | 45.76
poly damproof | 1 | 1000 sq ft roll |  | 61.99 | 61.99
cardboard | 108 | lin ft x 4 ft |  | 0.9 | 97.2
frost protection | 16 | 2'x8'x2" rigid insulation |  | 13.36 | 213.76
sump pit liner | 1 | 17" x 25" |  | 220 | 220 | 1 |  |  | 100 | 100
sump pit locking lid | 1 |  |  | 41.49 | 41.49
ground cover | 1 | 1000 sq ft roll |  | 61.99 | 61.99 | 864 | sq ft | Band | 0.15 | 129.6
wash rock | 12 | cubic yds Level & compact fill |  | 25 | 300 | 864 | sq ft | Band | 0.2 | 172.8
|  |  |  | mat sub-total: | 1178.79 | 117.879 | 1296.669 |  | lab sub-total: | 1476.4 | 2773.069
Eavestrouging | [5 empty] | 70 | feet | Band | 1.5 | 105
Gutter | 7 | 4" x 10 ft. alum. gutter | Building Ctr | 12.02 | 84.14
downpipe | 1 | 2.5" x 2.5" x 10 ft. alum. | Building Ctr | 12.56 | 12.56
hanger | 20 | aluminum | Building Ctr | 0.53 | 10.6
end caps | 1 | left hand | Building Ctr | 0.73 | 0.73
end caps | 1 | right hand | Building Ctr | 0.73 | 0.73
db-drop outlet | 1 | 2.5" x 2.5" mill alum. | Building Ctr | 1.27 | 1.27
elbows | 2 | 2.5" x 2.5" elbows alum. | Building Ctr | 1.79 | 3.58
downpipe straps | 3 |  | Building Ctr | 0.62 | 1.86
fasteners | 3 | 3" zinc | Building Ctr | 2.79 | 8.37
sealer | 2 | tremco gutter seal | Building Ctr | 5.53 | 11.06
splash pads | 2 | includes 2 hose bibs pads | Building Ctr | 14.02 | 28.04
|  |  |  | mat sub-total: | 162.94 | 16.294 | 179.234 |  | lab sub-total: | 105 | 284.234
DESCRIPTION | PCS | DIMENSIONS | SUPPLIER | UNIT COST | SUB-TOTAL | amt | LAB. QUANT. | CONTRACTOR | RATE | SUB-TOTAL | TOTAL
Roof Deterioration |  | low slope roof leaks caused deterioration, change roof system on addition to 3rd gable c/w new asphalt shingles.
Remove shingles |  | Tear off old asphalt shingles |  |  |  | 1100 | sq. ft | Band | 0.35 | 385
Remove roof framing | Tear off addition roof framing to original truss plus all soffit and facia throughout. |  |  |  |  | 320 | sq. ft | Band | 0.75 | 240
replace damaged framing | [5 empty] | 320 | sq. ft | Band | 1 | 320
roof trusses | 6 | pcs. 10' x 24' addition | Building Ctr | 150 | 900 |  | heel hieght to suit existing conditions
ladders | 4 | 2' x 4" x 16' spr | Building Ctr | 5.75 | 23
facia | 6 | 2" x 6" x 16' spr | Building Ctr | 8.31 | 49.86
insul stops | 10 | "24" waxed | Building Ctr | 0.99 | 9.9
roof sheathing | 10 | 4' x 8' x 7/16"" osb | Building Ctr | 10.55 | 105.5
plywood clips | 1 | bags 1/2" - 100 | Building Ctr | 4.99 | 4.99
misc backing | 4 | 2" x 4" x 12' spr | Building Ctr | 4.16 | 16.64
coated nails | 10 | 2 1/2" coated | Building Ctr | 1.85 | 18.5
Roofing |  | Install new Asphalt shingles on origianal 24' x 40' unit |  |  | 0
|  | attic venting listed elsewhere. |  |  | 0 | 42 | bundles | Band | 16 | 672
asphalt shingles | 36 | 20 yr / 3 tab | Building Ctr | 17.99 | 647.64
starters and ridge cap | 6 |  | Building Ctr | 17.99 | 107.94
valley flashing | 0 | bituthane 3' x 75' | Building Ctr | 126 | 0
flashing | 0 | flexible | Building Ctr | 19.95 | 0
step flashing | 0 |  | Building Ctr | 2 | 0
roof edge | 10 | 10 ft. alum. Pcs. | Building Ctr | 4.14 | 41.4
roof felt | 2 | 15 lb felt | Building Ctr | 22.75 | 45.5
staples | 1 | box 3/8" | Building Ctr | 9.95 | 9.95
Roofing nails | 1 | 1 1/4" galv | Building Ctr | 48.99 | 48.99
blackjack | 6 | quart size | Building Ctr | 4.04 | 24.24
|  |  |  | mat sub-total: | 2054.05 | 205.405 | 2259.455 |  | lab sub-total: | 1617 | 3876.455
DESCRIPTION | pcs | MAT. QUANT. | SUPPLIER | UNIT COST | SUB-TOTAL | amt | LAB. QUANT. | CONTRACTOR | RATE | SUB-TOTAL | TOTAL
Decks & steps | 1 | 5' x 5' landing c/w 5 rise steps & painting |  |  |  | 50 | sq ft | Band | 10 | 500
deck pad | 2 | 2" x 6" x 16" acq | Buildingctr | 17.92 | 35.84
deck support | 2 | adjustable telepost | Buildingctr | 30.62 | 61.24
post bracket | 2 |  | Buildingctr | 3.79 | 7.58
deck beams/rim | 1 | 2" x 6" x 16" acq | Buildingctr | 17.92 | 17.92
patio picket | 50 | 2" x 2" x 42" acq | Buildingctr | 1.79 | 89.5
top rails | 1 | 2" x 4" x 12" acq | Buildingctr | 7.95 | 7.95
top side rails | 1 | 2" x 4" x 12" acq | Buildingctr | 7.95 | 7.95
deck floor | 5 | 2" x 6" x 10' acq | Buildingctr | 10.95 | 54.75
deck steps | 2 | 2" x 10" x 16' | Buildingctr | 28.98 | 57.96
plywood for stair attach | 1 |  | Buildingctr | 5 | 5
sgl joist hangers | 6 |  | Buildingctr | 0.65 | 3.9
dbl joist hangers | 4 |  | Buildingctr | 0.85 | 3.4
misc fasteners | 5 | lbs deck screws | Buildingctr | 2.89 | 14.45
misc fasteners | 4 | lag screws 3 1/2" | Buildingctr | 0.49 | 1.96
misc fasteners | 4 | washers | Buildingctr | 0.05 | 0.2
deck stain | 2 | 4 litre pails | Buildingctr | 28.99 | 57.98 | 1 | paint existing front deck/steps |  | 200 | 200
paint rollers | 1 |  | Buildingctr | 2.39 | 2.39
paint brushes | 1 | 4" | Buildingctr | 3.88 | 3.88
end cut preservative | 1 |  | Buildingctr | 8.69 | 8.69
paint thinner | 1 | 4 litre | Buildingctr | 4.19 | 4.19
delivery charge | 1 | included | Buildingctr | 25 | 25
|  |  |  | mat sub-total: | 471.73 | 47.173 | 518.903 |  | lab sub-total: | 3934 | 4452.903
DESCRIPTION | pcs | MAT. QUANT. | SUPPLIER | UNIT COST | SUB-TOTAL | amt | LAB. QUANT. | CONTRACTOR | RATE | SUB-TOTAL | TOTAL
Exterior painting |  | scrape and paint exterior wood trim. |  |  |  | 500 | sq. ft. | Band | 0.7 | 350
Exterior primer | 2 | 3.78 litre | Building Ctr | 33.05 | 66.1
Exterior paint | 3 | 3.78 litre | Building Ctr | 44.99 | 134.97
paint rollers | 1 |  | Building Ctr | 2.39 | 2.39
paint brushes | 1 | 4" | Building Ctr | 3.88 | 3.88
paint thinner | 1 | 4 litre | Building Ctr | 4.19 | 4.19
eco charge | 4 |  |  | 0.4 | 1.6
|  |  |  | mat sub-total: | 213.13 | 21.313 | 234.443 |  | lab sub-total: | 350 | 584.443
Window pkg. |  | large livingroom, 1 kitchen, 1 dining, 1 utility & 2 bedrooms.
standard sizes | 5 |  | Building Ctr | 630 | 3150 | 5 |  |  | 125 | 625
large picture window | 1 |  | Building Ctr | 1030 | 1030 | 1 |  |  | 175 | 175
sealed unit | 0 | sq. ft. dbl. Low-E sealed unit |  | 7 | 0 | 0 |  |  | 50 | 0
misc. material | 1 |  | Building Ctr | 40 | 40
|  |  |  | mat sub-total: | 4220 | 422 | 4642 |  | lab sub-total: | 800 | 5442
Exterior doors
Ext Door | 1 | 6P 6.5J 36X80 | Building Ctr | 215 | 215 | 1 |  | Band | 200 | 200
storm door | 0 | 3' - 0" metal | Building Ctr | 250 | 0 | 0 |  | Band | 150 | 0
Dead bolt prep | 1 |  | Building Ctr | 25 | 25
Deadbolt | 1 |  | Building Ctr | 39.99 | 39.99
Keyed alike locksets | 1 |  | Building Ctr | 28.12 | 28.12
screws, yellow zinc | 1 |  | Building Ctr | 3.99 | 3.99
expanding foam | 1 |  | Building Ctr | 10 | 10
casing | 0 | listed elsewhere | Building Ctr | 0 | 0
shim shingles | 1 | small bundles | Building Ctr | 1.79 | 1.79
misc fasteners | 1 |  | Building Ctr | 1.88 | 1.88
exterior caulking | 1 |  | Building Ctr | 4.93 | 4.93
|  |  |  | mat sub-total: | 330.7 | 33.07 | 363.77 |  | lab sub-total: | 200 | 563.77
Insul/Vap Barrier pkg |  | includes sealing off existing interior attic access. New gable access listed elsewhere.
| attic | replace R-20 layer due to moisture damage |  |  |  | 768 | sq. ft. | Band | 0.8 | 614.4
R-20 batt insulation | 20 | 24" - 75 sq. ft. per bag | Building Ctr | 28.49 | 569.8
vapour barrier | 1 | 102" x 1000 sq. ft. | Building Ctr | 61.99 | 61.99
accoustic sealant | 4 | 825 ml tubes | Building Ctr | 4.9 | 19.6
|  |  |  | mat sub-total: | 651.39 | 65.139 | 716.529 |  | lab sub-total: | 614.4 | 1330.929
DESCRIPTION | pcs | MAT. QUANT. | SUPPLIER | UNIT COST | SUB-TOTAL | amt | LAB. QUANT. | CONTRACTOR | RATE | SUB-TOTAL | TOTAL
Patch and Paint
Drywall |  | Mold affected areas & damaged |  |  |  | 768 | surface area | Band | 0.5 | 384
4' x 8' x 1/2" | 0 | 0 | Building Ctr | 0.42 | 0
4' x 10' x 1/2" | 0 | 0 | Building Ctr | 0.42 | 0
4' x 12' x 1/2" | 0 | 0 | Building Ctr | 0.42 | 0
4' x 14' x 1/2" | 0 | 0 | Building Ctr | 0.42 | 0
4' x 12' x 1/2"CD | 16 | 768 | Building Ctr | 0.57 | 437.76
4' x 8' x 1/2" aqua | 0 | 0 | Building Ctr | 0.57 | 0
drywall screws | 15 | lb 1 1/4" | Building Ctr | 2.75 | 41.25
drywall nails | 5 | lb 1 1/4" | Building Ctr | 1.49 | 7.45
|  |  |  | mat sub-total: | 479.01 | 47.901 | 526.911 |  | lab sub-total: | 384 | 910.911
Taping | [5 empty] | 768 | surface area | Band | 0.5 | 384
drywall compound | 4 | box all purpose | Building Ctr | 18.95 | 75.8
drywall tape | 1 | 500' x 2 " rolls | Building Ctr | 5.48 | 5.48
corner bead | 0 | 8 ' paper/metal | Building Ctr | 2.79 | 0
sandpaper | 0.25 | roll 150 grit | Building Ctr | 24.95 | 6.2375
sponge sanders | 1 | duel angle | Building Ctr | 2.99 | 2.99
poly | 0 | 102" x 1500 sq. ft. | Building Ctr | 27.95 | 0
|  |  |  | mat sub-total: | 90.5075 | 9.0508 | 99.5583 |  | lab sub-total: | 384 | 483.5582
DESCRIPTION | pcs | MAT. QUANT. | SUPPLIER | UNIT COST | SUB-TOTAL | amt | LAB. QUANT. | CONTRACTOR | RATE | SUB-TOTAL | TOTAL
Painting | [5 empty] | 768 | surface area | Band | 0.3 | 230.4
primer | 1 | 18.9 litre latex | Building Ctr | 85.45 | 85.45
stain blocker primer | 0 |  | Building Ctr | 37.95 | 0
interior trim paint | 1 |  | Building Ctr | 32.95 | 32.95 | 0 | lineal feet casing | Band | 0.3 | 0
interior semi-gloss | 1 | 18.9 litre latex | Building Ctr | 134.95 | 134.95
eco charge | 5 | for paint |  | 0.4 | 2
painters tape | 1 |  | Building Ctr | 2.99 | 2.99
sandpaper | 5 | aluminum oxide 150 grit | Building Ctr | 0.89 | 4.45
roller cages | 1 |  | Building Ctr | 4.99 | 4.99
paint trays | 1 |  | Building Ctr | 3.75 | 3.75
tray liners | 2 |  | Building Ctr | 1.45 | 2.9
paint brushes | 1 | 75 mm poly | Building Ctr | 7.99 | 7.99
roller refills | 2 |  | Building Ctr | 2.49 | 4.98
ceiling roller refill | 0 |  | Building Ctr | 5.89 | 0
wood stain | 1 | handrails, closets, misc. | Building Ctr | 17.09 | 17.09
wood varathane | 1 |  | Building Ctr | 13.38 | 13.38
paint thinner | 1 | 4 litres | Building Ctr | 7.49 | 7.49
small paint brush | 1 |  | Building Ctr | 6 | 6
|  |  |  | mat sub-total: | 331.36 | 33.136 | 364.496 |  | lab sub-total: | 230.4 | 594.896
Wall Paneling |  | Replace where damaged |  |  |  | 640 | surface area | Band | 0.3 | 192
Wall Paneling | 20 | 640 | Building Ctr | 21.95 | 439
corner trim | 16 |  | Building Ctr | 4 | 64
cove moulding | 80 | lineal feet | Building Ctr | 0.5 | 40
| 8 | paneling nails | Building Ctr | 2 | 16
|  |  |  | mat sub-total: | 559 | 55.9 | 614.9 |  | lab sub-total: | 192 | 806.9
DESCRIPTION | pcs | MAT. QUANT. | SUPPLIER | UNIT COST | SUB-TOTAL | amt | LAB. QUANT. | CONTRACTOR | RATE | SUB-TOTAL | TOTAL
FINISHING PACKAGE | [5 empty] | 768 | sq ft | Band | 1 | 768
interior doors | 0 | 1' - 6" x 6' - 8" | Building Ctr | 70.25 | 0
interior doors | 0 | 2' - 0" x 6' - 8" | Building Ctr | 70.25 | 0
interior doors | 0 | 2' - 4" x 6' - 8" | Building Ctr | 70.25 | 0
interior doors | 5 | 2' - 6" x 6' - 8" | Building Ctr | 70.25 | 351.25
interior doors | 0 | 2' - 8" x 6' - 8" | Building Ctr | 70.25 | 0
interior doors | 0 | 3' - 0" x 6' - 8" | Building Ctr | 80.25 | 0
shim shingles | 5 | small bundles | Building Ctr | 1.79 | 8.95
passage knobs | 4 | weiser | Building Ctr | 17.49 | 69.96
privacy knobs | 1 | weiser | Building Ctr | 20 | 20
door stops | 7 | spring type | Building Ctr | 1.79 | 12.53
closet doors | 0 | 2' - 0" bi-fold | Building Ctr | 54.95 | 0
closet shelving | 4 | 16"x96" prefinished | Building Ctr | 10.99 | 43.96
closet dowel | 1 | 12' steel closet rod/covered | Building Ctr | 1.5 | 1.5
shelf supports | 4 | pair rod/shelf | Building Ctr | 5.79 | 23.16
shelf supports | 4 | center rod supp. | Building Ctr | 6.25 | 25
shelf supports | 8 | pair shelf supp. | Building Ctr | 7.69 | 61.52
jambs | 0 | 1" x 5" x 7' | Building Ctr | 1.48 | 0
casing | 600 | 2 1/4" x 14' prefinished | Building Ctr | 0.62 | 372
carpenter glue | 1 | 300 ml | Building Ctr | 4.73 | 4.73
misc silicone | 3 | 325 ml | Building Ctr | 5.99 | 17.97
nail putty | 3 | jars | Building Ctr | 2.9 | 8.7
medicine cabinet | 1 | 36" x 24" tri-mirror | Building Ctr | 164.99 | 164.99
fir handrail | 0 | ft | Building Ctr | 2.32 | 0
handrail brackets | 0 | brass color | Building Ctr | 3.29 | 0
towel bar | 1 | brass color | Building Ctr | 1.77 | 1.77
toilet paper holder | 1 | brass color | Building Ctr | 8.21 | 8.21
soap holder | 1 | brass color | Building Ctr | 8.21 | 8.21
shower rod & curtain | 1 | 5 ft chrome set | Building Ctr | 33.42 | 33.42
2" finish nails | 1 | box 18 gauge | Building Ctr | 16.99 | 16.99
1" finish nails | 1 | box 18 gauge | Building Ctr | 11.99 | 11.99
wood screws | 1 | lb 1 1/2" #8 | Building Ctr | 2.6 | 2.6
wood screws | 1 | lb 3" #8 yel zinc | Building Ctr | 2.6 | 2.6
|  |  |  | mat sub-total: | 1272.01 | 127.201 | 1399.211 |  | lab sub-total: | 768 | 2167.211
DESCRIPTION | pcs | MAT. QUANT. | SUPPLIER | UNIT COST | SUB-TOTAL | amt | LAB. QUANT. | CONTRACTOR | RATE | SUB-TOTAL | TOTAL
Tub surround / Ceramic tile
3 piece tub surround | 1 |  | Building Ctr | 72.99 | 72.99 | 1 |  | Band | 100 | 100
silicone | 0 | bathroom type | Building Ctr | 4.92 | 0
spreader | 1 | 3/16" groove | Building Ctr | 2.99 | 2.99
adhesive | 3 | pl300 | Building Ctr | 4.49 | 13.47
|  |  |  | mat sub-total: | 89.45 | 8.945 | 98.395 |  | lab sub-total: | 100 | 198.395
Remove existing underlay & flooring | [5 empty] | 768 | sq ft | Band | 0.6 | 460.8
Underlay | [5 empty] | 768 | sq ft | Band | 0.5 | 384
Underlay | 24 | 4' x 8' x 1/4"" fir | Building Ctr | 17.9 | 429.6
underlay nails | 35 | box 1 1/4" ringed floor nails | Building Ctr | 1.25 | 43.75
floor leveler | 2 | with flooring | Building Ctr | 13.19 | 26.38
|  |  |  | mat sub-total: | 499.73 | 49.973 | 549.703 |  | lab sub-total: | 844.8 | 1394.503
Flooring package |  | allowance for waste |  |  |  | 818 | sq ft | Band | 1 | 818
VC Tile | 818 | 20 boxes 12"x 12" x 1/8" | Building Ctr | 0.87 | 711.66
pail floor glue | 1 | latex | Building Ctr | 42.08 | 42.08
glue spreader | 1 |  | Building Ctr | 2.79 | 2.79
tile sealer | 1 | 4 L - 1200 sq. ft. coverage | Building Ctr | 44.95 | 44.95 | 960 | sq ft | Band | 0.15 | 144
tile top coat | 1 |  | Building Ctr | 44.95 | 44.95
delivery charge | 1 | listed elsewhere | Building Ctr | 50 | 50
|  |  |  | mat sub-total: | 896.43 | 89.643 | 986.073 |  | lab sub-total: | 962 | 1948.073
Site Cleaning | 0 |  |  |  | 0 | 1 |  | Band | 200 | 200 | 200
Final Cleaning | 1 |  | Building Ctr | 50 | 50 | 1 |  | Band | 200 | 200 | 250
Material Shipping & Handling | 1 |  | Building Ctr | 200 | 200 | [5 empty] | 200 | Line on 301
[10 empty] | Sub-Total: | 36743.8582 | Line 10
ADDITIONAL ITEMS | [9 empty] | 5% Contingency: | 1837.1929 | Line 19
Site Prep |  | If relocating or adding on | [8 empty] | 0 | Line 8
Water supply | 0 | Testing, service etc. | Band | 1500 | 0 |  | Includes shock chlorination |  |  |  | 0 | Line 14
Sewage disposal system | 0 | Testing, service etc. | Band | 1500 | 0 | [5 empty] | 0 | Line 14
Frieght Charges | 1 |  | Ridsdale | 3000 | 3000 | [5 empty] | 3000 | Line 16
Appliances | 1 | Fridge & Stove & washer & dryer |  | 1700 | 1700 | 170 | 1870 |  |  | 0 | 1870 | Line 11
Project Manager | 1 |  | Project Manager inc | 0 | 0 | [5 empty] | 0 | Line 15
Architect / Blueprints | 0 |  | PAGC Services | 0 | 0 | [5 empty] | 0 | Line 2
Engineering | 0 |  | PAGC Services | 0 | 0 | [5 empty] | 0 | Line 2
Consultants | 1 | Costing, photos, sketches | PAGC Services | 250 | 250 |  | Complete 301 application, Const. Mgmt. Plan, Plot Plans etc. |  |  |  | 250 | Line 3
Insurance During Const. | 1 |  | Insurer | 387 | 387 | [5 empty] | 387 | Line 20
Utilities During Const. | 2 |  | SaskPower | 350 | 700 | [5 empty] | 700 | Line 20
Audit | 1 |  | Myers Norris Penny | 200 | 200 | [5 empty] | 200 | Line 5
Interest during const. | 1 |  | CMHC Direct | 855 | 855 | [5 empty] | 855 | Line 1
[10 empty] | Grand Total: | 45843.0512

## New units
Any First Nation 2006 / 2007 - Average cost per unit |  |  |  |  | PROJECT: | 9 New 3-bedroom Bungalows on crawlspace 864 sq. ft.
DESCRIPTION | LINE | MAT. QUANT. | SUPPLIER | UNIT COST | SUB-TOTAL | LINE | LAB. QUANT. | CONTRACTOR | RATE | SUB-TOTAL | TOTAL
Plumbing |  | Attach report on system | Building ctr |  |  | 20 | plumbing labor | per hour | 100 | 2000
Material pkg. | 1 |  |  | 3750 | 3000
misc. | 3 | Travel |  | 0 | 0
|  |  |  | mat sub-total: | 3000 | 300 | 3300 |  | lab sub-total: | 2000 | 5300
Heating |  |  | Lakeside Mechanical |  |  |  | Labour Included
| 1 | Forced air electric furnace c/w ductwork |  |  | 6800
| 3 | Travel
| 1 | Add Principal exhaust |  |  |  |  | Freight Allowance
|  |  |  | mat sub-total: | 6800 | 1700 | 8500 |  | lab sub-total: |  | 8500
Electrical |  |  | Electric co |  |  | 24 | labor | per hour | 110 | 2640
Material pkg. | 1 |  |  | 3000 | 3000 |  |  | Band
misc. | 3 | Travel |  | 1200 | 3669
|  |  |  | mat sub-total: | 6669 | 666.9 | 7335.9 |  | lab sub-total: | 2640 | 9975.9
Wood Stove |  |  | Band |  |  | 0 |  | Band | 350 | 0
Wood Stove | 1 | Valley comfort | Building ctr | 1200 | 1200
fan | 1 |  |  | 225 | 225
board/stove | 3 |  |  | 119.99 | 359.97
stove board joiner | 1 |  |  | 16.89 | 16.89
stove board kit | 1 |  |  | 22.99 | 22.99
Pipe/chimney | 2 | 36" |  | 82.99 | 165.98
Pipe/chimney | 1 | 24" |  | 82.99 | 82.99
roof flashing | 1 |  |  | 67.99 | 67.99
ceiling support | 1 |  |  | 54.99 | 54.99
pipe, stove black | 1 |  |  | 14.99 | 14.99
adjustable elbow pipe | 1 |  |  | 10.49 | 10.49
|  |  |  | mat sub-total: | 0 | 0 | 0 |  | lab sub-total: | 0 | 0
DESCRIPTION | PCS | DIMENSIONS | SUPPLIER | UNIT COST | SUB-TOTAL | amt | LAB. QUANT. | CONTRACTOR | RATE | SUB-TOTAL | TOTAL
Site Layout |  | Prepare lots |  |  |  | 1 |  | Band | 50 | 50 | 50
Excavate | [5 empty] | 1 |  | Band | 750 | 750 | 750
Backfill / grading | [5 empty] | 1 |  | Band | 750 | 750 | 750
Foundation (PWF)
Footing: | [5 empty] | 200 | SQ FT | Band | 4.5 | 900
forming m,aterial | 18 | 2" x 6" x 16' spr | Buildingctr | 12.33 | 221.94
stakes | 2 | 2" x 2" x 2' spruce 50 pc bdl |  | 16.1 | 32.2
premix cement | 40 | cubic meters |  | 13.5 | 540
rebar | 21 | 10mm x 20' |  | 5.46 | 114.66
tie wire | 1 | 16 gauge x 300' |  | 5 | 5
drainage sleeves | 7 | 10' x 3" ABS |  | 14.99 | 104.93
PWF walls | [5 empty] | 120 | lin feet | Band | 10 | 1200
ext. wall studs | 30 | 2" x 6" x 16' pwf |  | 12.8 | 384
ext. wall plates | 10 | 2" x 6" x 12' pwf |  | 8.51 | 85.1
ext. wall plates | 0 | 2" x 6" x 16' pwf |  | 14.14 | 0
wall support plates | 1 | 2" x 6" x 12' pwf |  | 12.8 | 12.8
wall support plates | 2 | 2" x 4" x 12' pwf |  | 9.67 | 19.34
wall sheathing | 15 | 4' x 8' x 1/2" pwf |  | 34.15 | 512.25
grade strip and corner protection | 4 | 4' x 8' x 1/2" pwf |  | 34.15 | 136.6
misc framing | 0 | 1" x 4" x 16' pwf |  | 4 | 0
sill gasket | 0 | 5-1/2"x82' |  | 5.98 | 0
galv straps | 50 |  |  | 0.65 | 32.5
end cut preservative | 1 |  |  | 9.49 | 9.49
fasteners | 25 | 3 1/2" galvanized nails |  | 1.45 | 36.25
fasteners | 15 | 2 1/2" galvanized nails |  | 1.85 | 27.75
fasteners | 60 | anchor bolts |  | 0.79 | 47.4
butyl sealant | 8 | tubes |  | 5.72 | 45.76
poly damproof | 1 | 1000 sq ft roll |  | 61.99 | 61.99
cardboard | 120 | lin ft x 4 ft |  | 0.9 | 108
frost protection | 17 | 2'x8'x2" rigin insulation |  | 13.36 | 227.12
sump pit liner | 1 | 17" x 25" |  | 220 | 220 | 1 |  |  | 100 | 100
sump pit locking lid | 1 |  |  | 41.49 | 41.49
ground cover | 1 | 1000 sq ft roll |  | 61.99 | 61.99 | 864 | sq ft | Band | 0.15 | 129.6
wash rock | 12 | cubic yds Level & compact fill |  | 25 | 300 | 864 | sq ft | Band | 0.2 | 172.8
|  |  |  | mat sub-total: | 3388.56 | 338.856 | 3727.416 |  | lab sub-total: | 2502.4 | 6229.816
Prep for Slab |  | Level, compact fill, install vap barrier & wire mesh |  |  |  | 0 | sq ft | Band | 0.5 | 0
Slab place / finish | [5 empty] | 0 | sq ft | Band | 1 | 0
concrete | 0 | cubic metres | Inland | 145 | 0
wire mesh | 0 | rolls | Buildingctr | 109.74 | 0
poly | 0 | 1500 sq ft roll | Buildingctr | 54.95 | 0
|  |  |  | mat sub-total: | 0 | 0 | 0 |  | lab sub-total: | 0 | 0
DESCRIPTION | PCS | DIMENSIONS | SUPPLIER | UNIT COST | SUB-TOTAL | amt | LAB. QUANT. | CONTRACTOR | RATE | SUB-TOTAL | TOTAL
Joists / sub-floor including front landing | [5 empty] | 864 | sq ft | Band | 1 | 864
teleposts | 3 |  | Buildingctr | 30.62 | 91.86
6" telepost plate | 3 |  | Building Ctr | 7.49 | 22.47
2" x 10" x 12' | 62 | floor & rim joists | Buildingctr | 12.54 | 777.48
2" x 10" x 14' | 6 | beam | Buildingctr | 14.63 | 87.78
2" x 10" x 16' | 4 | beam | Buildingctr | 16.72 | 66.88
2" x 10" x 12' | 9 | floor openings | Buildingctr | 12.54 | 112.86
sgl joist hangers | 6 |  | Buildingctr | 0.56 | 3.36
dbl joist hangers | 6 |  | Buildingctr | 0.73 | 4.38
2" cross bridging | 3 | bundles | Buildingctr | 11.75 | 35.25
4' x 8' 5/8" t&g fir | 28 | sub-floor | Buildingctr | 35 | 980
sub-floor adhesive | 12 | 856 ml tubes | Buildingctr | 4.95 | 59.4
misc fasteners | 1 | misc. mat. | Buildingctr | 100 | 100
sill gasket | 2 | 5-1/2"x82' | Buildingctr | 5.98 | 11.96
|  |  |  | mat sub-total: | 2353.68 | 235.368 | 2589.048 |  | lab sub-total: | 864 | 3453.048
DESCRIPTION | PCS | DIMENSIONS | SUPPLIER | UNIT COST | SUB-TOTAL | amt | LAB. QUANT. | CONTRACTOR | RATE | SUB-TOTAL | TOTAL
Main floor framing | [5 empty] | 864 | sq ft | Band | 3 | 2592
ext. wall studs | 108 | 2" x 6" x 92 5/8" kd | Buildingctr | 3.69 | 398.52
ext. wall plates | 10 | 2" x 6" x 12' spr | Buildingctr | 5.99 | 59.9
ext. wall plates | 10 | 2" x 6" x 14' spr | Buildingctr | 6.99 | 69.9
ext. wall plates | 10 | 2" x 6" x 16' spr | Buildingctr | 8.31 | 83.1
lintals | 6 | 2" x 10" x 10' spr | Buildingctr | 8.32 | 49.92
lintals | 3 | 2" x 10" x 12' spr | Buildingctr | 9.99 | 29.97
lintals | 0 | 2" x 10" x 14' spr | Buildingctr | 13.53 | 0
wall sheathing | 28 | 4' x 8' x 3/8" OSB | Buildingctr | 10.55 | 295.4
sill gasket | 2 | 5-1/2"x82' | Buildingctr | 6.29 | 12.58
house wrap | 0 | 9 x 100' | Buildingctr | 89.95 | 0 |  | included with exterior cladding
staples | 1 | box of 3/8" t-50's | Buildingctr | 14.99 | 14.99
plumbing wall studs | 10 | 2" x 6" x 92 5/8" kd | Buildingctr | 3.69 | 36.9
party wall studs | 0 | 2" x 6" x 92 5/8" kd | Buildingctr | 3.69 | 0
int wall studs | 100 | 2' x 4" x 92 5/8" spr | Buildingctr | 2.39 | 239
int. wall plates | 10 | 2' x 4" x 12' spr | Buildingctr | 4.16 | 41.6
int. wall plates | 8 | 2' x 4" x 14' spr | Buildingctr | 4.85 | 38.8
int. wall plates | 8 | 2' x 4" x 16' spr | Buildingctr | 5.75 | 46
drywall backing | 4 | 2' x 4" x 12' spr | Buildingctr | 4.16 | 16.64
framing poly | 1 | 16" x 375' roll | Buildingctr | 19.99 | 19.99
Roof Package |  | 4/12 pitch, 8" heel, flat ceilings, 2' overhangs, 24" o.c.
roof trusses | 1 | pkg | Buildingctr | 1975 | 1975 |  | as per spec.
ladders | 16 | 2' x 4" x 12' spr | Buildingctr | 4.16 | 66.56
facia | 12 | 2" x 6" x 16' spr | Buildingctr | 8.31 | 99.72
strapping | 11 | 2' x 4" x 16' spr | Buildingctr | 5.75 | 63.25
insul stops | 36 | "24" waxed | Buildingctr | 0.99 | 35.64
roof sheathing | 40 | 4' x 8' x 7/16"" osb | Buildingctr | 10.55 | 422
plywood clips | 2 | bags 1/2" - 100 | Buildingctr | 4.99 | 9.98
misc backing | 5 | 2" x 4" x 12' spr | Buildingctr | 4.16 | 20.8
misc. bracing | 10 | 2" x 6" x 16' spr | Buildingctr | 8.31 | 83.1
Interior stairs | 0 | pkg | Buildingctr | 425 | 0 | 1 | install | Band | 50 | 50
misc fasteners | 1 | air nails, spikes etc | Buildingctr | 275 | 275
|  |  |  | mat. sub-total | 4504.26 | 450.426 | 4954.686 |  | lab. sub-total: | 2642 | 7596.686
DESCRIPTION | PCS | DIMENSIONS | SUPPLIER | UNIT COST | SUB-TOTAL | amt | LAB. QUANT. | CONTRACTOR | RATE | SUB-TOTAL | TOTAL
Decks & steps | 2 | 5' x 5' landing c/w 5 rise steps |  |  |  | 50 | sq ft | Band | 10 | 500
Sidewalk | [5 empty] | 0 | lineal feet | Band | 5 | 0
sidewalk blocks | 0 | 24" x 30" concrete | Buildingctr | 5.99 | 0
deck pad | 4 | 2" x 6" x 16" acq | Buildingctr | 17.92 | 71.68
deck support | 4 | adjustable telepost | Buildingctr | 30.62 | 122.48
post bracket | 4 |  | Buildingctr | 3.79 | 15.16
deck beams/rim | 3 | 2" x 6" x 16" acq | Buildingctr | 17.92 | 53.76
patio picket | 100 | 2" x 2" x 42" acq | Buildingctr | 1.79 | 179
top rails | 1 | 2" x 4" x 12" acq | Buildingctr | 7.95 | 7.95
top side rails | 1 | 2" x 4" x 12" acq | Buildingctr | 7.95 | 7.95
deck floor | 10 | 2" x 6" x 10' acq | Buildingctr | 10.95 | 109.5
deck steps | 4 | 2" x 10" x 16' | Buildingctr | 28.98 | 115.92
plywood for stair attach | 1 |  | Buildingctr | 5 | 5
sgl joist hangers | 12 |  | Buildingctr | 0.65 | 7.8
dbl joist hangers | 8 |  | Buildingctr | 0.85 | 6.8
misc fasteners | 10 | lbs deck screws | Buildingctr | 2.89 | 28.9
misc fasteners | 8 | lag screws 3 1/2" | Buildingctr | 0.49 | 3.92
misc fasteners | 8 | washers | Buildingctr | 0.05 | 0.4
deck stain | 4 | 4 litre pails | Buildingctr | 28.99 | 115.96
paint rollers | 1 |  | Buildingctr | 2.39 | 2.39
paint brushes | 1 | 4" | Buildingctr | 3.88 | 3.88
end cut preservative | 1 |  | Buildingctr | 8.69 | 8.69
paint thinner | 1 | 4 litre | Buildingctr | 4.19 | 4.19
delivery charge | 1 | included | Buildingctr | 25 | 25
|  |  |  | mat sub-total: | 896.33 | 89.633 | 985.963 |  | lab sub-total: | 500 | 1485.963
Eavestrouging | [5 empty] | 112 | feet | Building Ctr | 1 | 112
Gutter | 9 | 4" x 10 ft. alum. gutter |  | 12.02 | 108.18
downpipe | 4 | 2.5" x 2.5" x 10 ft. alum. |  | 12.56 | 50.24
hanger | 50 | aluminum |  | 0.53
end caps | 2 | left hand |  | 0.73
end caps | 2 | right hand |  | 0.73
db-drop outlet | 4 | 2.5" x 2.5" mill alum. |  | 1.27
elbows |  | 2.5" x 2.5" elbows alum. |  | 1.79
downpipe straps | 6 |  |  | 0.62 | 3.72
fasteners | 5 | 3" zinc |  | 2.79
sealer |  | tremco gutter seal |  | 5.53
splash pads | 5 | includes 2 hose bibs pads | Building Ctr | 14.02 | 70.1
|  |  |  | mat sub-total: | 232.24 | 23.224 | 255.464 |  | lab sub-total: | 112 | 367.464
DESCRIPTION | PCS | DIMENSIONS | SUPPLIER | UNIT COST | SUB-TOTAL | amt | LAB. QUANT. | CONTRACTOR | RATE | SUB-TOTAL | TOTAL
Roofing |  | Install new Asphalt shingles |  |  |  | 40 | bundles | Band | 16 | 640
asphalt shingles | 40 | 20 yr / 3 tab | Building Cntr | 17.99 | 719.6
delivery | 1 | included elsewhere | Building Cntr | 100 | 100
roof vents | 0 | gable type listed elsewhere | Building Cntr |  | 0
roof edge | 15 |  | Building Cntr | 4.14 | 62.1
roof felt | 1 | 15 lb felt | Building Cntr | 22.75 | 22.75
staples | 1 | box 3/8" | Building Cntr | 9.95 | 9.95
coil roof nails | 0 | 1 1/4" galv | Building Cntr | 29.95 | 0
Roofing nails | 1 | 1 1/4" galv | Building Cntr | 48.99 | 48.99
blackjack | 6 | quart size | Building Cntr | 4.04 | 24.24
|  |  |  | mat sub-total: | 987.63 | 98.763 | 1086.393 |  | lab sub-total: | 640 | 1726.393
Soffit / facia | [5 empty] | 400 | sq. ft. | Band | 1.5 | 600
vented soffit | 19 | 17 sq ft | Buildingctr | 13.01 | 247.19
j-channel backing | 12 | 2" x 2" x 10' spr. | Building Ctr | 2.39 | 28.68
J-channel | 12 | 12' | Building Ctr | 3.82 | 45.84
alum. facia | 15 | 6" | Buildingctr | 7.49 | 112.35
soffit nails | 1 | bag | Buildingctr | 4.99 | 4.99
|  |  |  | mat sub-total: | 439.05 | 43.905 | 482.955 |  | lab sub-total: | 600 | 1082.955
Insul/Vap Barrier pkg
| attic | R-value to R-40 |  |  |  | 864 | sq. ft. | Band | 0.4 | 345.6
| walls | R-20 |  |  |  | 120 | lin ft x 8' high | Band | 2 | 240
| joists | R-20 |  |  |  | 120 | lin ft x 1' high | Band | 1 | 120
| PWF | R-12 |  |  |  | 120 | lin ft x 4' high | Band | 1 | 120
R-20 batt insulation | 20 | 15" - 49 sq. ft. per bag | Buildingctr | 28.49 | 569.8
R-20 batt insulation | 23 | 24" - 75 sq. ft. per bag | Buildingctr | 28.49 | 655.27
vapour barrier | 0 | 102" x 500 sq. ft. | Buildingctr | 37.05 | 0
vapour barrier | 1 | 102" x 1000 sq. ft. | Buildingctr | 61.99 | 61.99
vapour barrier | 1 | 102" x 1500 sq. ft. | Buildingctr | 90.25 | 90.25
accoustic sealant | 4 | 825 ml tubes | Buildingctr | 4.9 | 19.6
staples | 1 | 1/4" x 5000 staples | Buildingctr | 13.49 | 13.49
|  |  |  | mat sub-total: | 1410.4 | 141.04 | 1551.44 |  | lab sub-total: | 825.6 | 2377.04
DESCRIPTION | PCS | DIMENSIONS | SUPPLIER | UNIT COST | SUB-TOTAL | amt | LAB. QUANT. | CONTRACTOR | RATE | SUB-TOTAL | TOTAL
Exterior cladding |  | Installation |  |  |  | 1200 | sq. ft. | Band | 0.75 | 900
house wrap | 1 | 9' - 6" x 195' | Building Cntr | 174.59 | 174.59
staples | 1 |  | Building Cntr | 9.95 | 9.95
building paper tape | 1 |  | Building Cntr | 10.99 | 10.99
Starter strips | 12 | 10 ft. metal | Building Cntr | 6.83 | 81.96
jointss connecters | 120 | D5 joints | Building Cntr | 1.15 | 138
Galv nails | 20 | 2 1/2" galv | Building Cntr | 1.85 | 37
Galv siding air fasteners | 0 | 2 3/8" galv | Building Cntr | 65.95 | 0
Corner trim | 8 | 2' x 4' x 10' acq | Building Cntr | 6 | 48
Ext. cladding | 124 | canex lap siding | Building Cntr | 27.5 | 3410
Vinyl J-Trim | 60 |  | Building Cntr | 4.59 | 275.4
adhesive | 8 | "no-nail" adhesive | Building Cntr | 6.69 | 53.52
Exterior sealant | 12 |  | Building Cntr | 4.93 | 59.16
Drip cap | 5 |  | Building Cntr | 5.06 | 25.3
touch-up paint | 1 |  | Building Cntr | 15.49 | 15.49
receptacle trim | 2 |  | Building Cntr | 6.39 | 12.78
air vent trim | 3 |  | Building Cntr | 24.99 | 74.97
delivery & picker truck | 0 | included elsewhere | Building Cntr | 0 | 0
|  |  |  | mat sub-total: | 4427.11 | 442.711 | 4869.821 |  | lab sub-total: | 900 | 5769.821
Window & Door pkg | 1 | as per quote | Window r us | 3771 | 3771 | 5 |  |  | 125 | 625
|  |  |  | mat sub-total: | 3771 | 377.1 | 4148.1 |  | lab sub-total: | 625 | 4773.1
Exterior doors |  | door material included with windows above |  |  |  | 2 |  | Band | 200 | 400
Ext Door | 2 | 6P 6.5J 36X80 | Building Ctr |  | 0
storm door | 0 | 3' - 0" metal | Building Ctr |  | 0
screws, yellow zinc | 1 |  | Building Ctr |  | 0
expanding foam | 2 |  | Building Ctr |  | 0
casing | 0 | listed elsewhere | Building Ctr |  | 0
misc fasteners | 2 |  | Building Ctr |  | 0
exterior caulking | 2 |  | Building Ctr |  | 0
|  |  |  | mat sub-total: | 0 | 0 | 0 |  | lab sub-total: | 400 | 400
DESCRIPTION | pcs | MAT. QUANT. | SUPPLIER | UNIT COST | SUB-TOTAL | amt | LAB. QUANT. | CONTRACTOR | RATE | SUB-TOTAL | TOTAL
Wall Paneling | [5 empty] | 3360 | surface area | Band | 0.3 | 1008
Wall Paneling | 105 | 3360 | Building Ctr | 21.95 | 2304.75
corner trim | 20 |  | Building Ctr | 4 | 80
cove moulding | 420 | lineal feet | Building Ctr | 0.5 | 210
| 8 | paneling nails | Building Ctr | 2 | 16
|  |  |  | mat sub-total: | 2610.75 | 261.075 | 2871.825 |  | lab sub-total: | 1008 | 3879.825
Drywall | [5 empty] | 912 | surface area | Band | 0.3 | 273.6
4' x 12' x 1/2"CD | 19 | 912 | Building Ctr | 0.57 | 519.84
drywall screws | 15 | lb 1 1/4" | Building Ctr | 2.79 | 41.85
drywall nails | 5 | lb 1 1/4" | Building Ctr | 2 | 10
|  |  |  | mat sub-total: | 561.69 | 56.169 | 617.859 |  | lab sub-total: | 273.6 | 891.459
Taping |  | Mold affected areas & damaged |  |  |  | 912 | floor area | Band | 0.3 | 273.6
drywall compound | 3 | 17 kg. box all purpose | Building Ctr | 18.95 | 56.85
drywall tape | 1 | 500' x 2 " rolls | Building Ctr | 5.48 | 5.48
corner bead | 8 | 8 ' paper/metal | Building Ctr | 2.67 | 21.36
sandpaper | 1 | roll 150 grit | Building Ctr | 24.95 | 24.95
sponge sanders | 6 | duel angle |  | 2.99 | 17.94
|  |  |  | mat sub-total: | 126.58 | 12.658 | 139.238 |  | lab sub-total: | 273.6 | 412.838
Painting | [5 empty] | 912 | floor area | Band | 0.25 | 228
primer | 1 | 18.9 litre latex | Building Ctr | 85.45 | 85.45
interior semi-gloss | 1 | 18.9 litre latex | Building Ctr | 134.95 | 134.95
eco charge | 10 | for paint |  | 0.4 | 4
painters tape | 1 |  | Building Ctr | 2.99 | 2.99
roller cages | 1 |  | Building Ctr | 9.49 | 9.49
paint trays | 1 |  | Building Ctr | 3.75 | 3.75
tray liners | 3 |  | Building Ctr | 1.45 | 4.35
paint brushes | 1 | 75 mm poly | Building Ctr | 7.99 | 7.99
roller refills | 3 |  | Building Ctr | 4.99 | 14.97
|  |  |  | mat sub-total: | 267.94 | 26.794 | 294.734 |  | lab sub-total: | 228 | 522.734
DESCRIPTION | pcs | MAT. QUANT. | SUPPLIER | UNIT COST | SUB-TOTAL | amt | LAB. QUANT. | CONTRACTOR | RATE | SUB-TOTAL | TOTAL
FINISHING PACKAGE | [5 empty] | 864 | sq ft | Band | 0.75 | 648
interior doors | 1 | 1' - 6" x 6' - 8" | Buildingctr | 70.25 | 70.25
interior doors | 5 | 2' - 6" x 6' - 8" | Buildingctr | 70.25 | 351.25
shim shingles | 6 | small bundles | Buildingctr | 1.79 | 10.74
passage knobs | 5 | weiser | Buildingctr | 17.49 | 87.45
privacy knobs | 1 | weiser | Buildingctr | 20 | 20
Dead bolt prep | 2 |  | Building Ctr | 0 | 0
Deadbolt | 2 |  | Building Ctr | 45 | 90
Keyed alike locksets | 2 |  | Building Ctr | 28.12 | 56.24
door stops | 8 | spring type | Buildingctr | 1.79 | 14.32
closet doors | 2 | 2' - 0" bi-fold | Building Ctr | 54.95 | 109.9
closet shelving | 4 | 16"x96" prefinished | Buildingctr | 10.99 | 43.96
closet dowel | 2 | 12' steel closet rod/covered | Buildingctr | 1.5 | 3
shelf supports | 4 | pair rod/shelf | Buildingctr | 5.79 | 23.16
shelf supports | 4 | center rod supp. | Buildingctr | 6.25 | 25
shelf supports | 2 | pair shelf supp. | Buildingctr | 7.69 | 15.38
casing | 774 | prefinished | Buildingctr | 0.62 | 479.88
carpenter glue | 1 | 300 ml | Buildingctr | 4.73 | 4.73
misc silicone | 2 | 325 ml | Buildingctr | 5.99 | 11.98
nail putty | 1 | jars | Buildingctr | 2.9 | 2.9
medicine cabinet | 1 | 36" x 24" tri-mirror | Buildingctr | 164.99 | 164.99
towel bar | 1 | brass color | Buildingctr | 1.77 | 1.77
toilet paper holder | 1 | brass color | Buildingctr | 8.21 | 8.21
shower rod & curtain | 1 | 5 ft chrome set | Buildingctr | 33.42 | 33.42
2" finish nails | 1 | box 18 gauge | Building Ctr | 16.99 | 16.99
1" finish nails | 1 | box 18 gauge | Building Ctr | 11.985 | 11.985
wood screws | 1 | lb 1 1/2" #8 | Building Ctr | 2.601 | 2.601
wood screws | 1 | lb 3" #8 yel zinc | Building Ctr | 2.601 | 2.601
|  |  |  | mat sub-total: | 1662.707 | 166.2707 | 1828.9777 |  | lab sub-total: | 648 | 2476.9777
DESCRIPTION | pcs | MAT. QUANT. | SUPPLIER | UNIT COST | SUB-TOTAL | amt | LAB. QUANT. | CONTRACTOR | RATE | SUB-TOTAL | TOTAL
Underlay | [5 empty] | 864 | sq ft | Band | 0.5 | 432
Underlay | 27 | 4' x 8' x 1/4"" fir | Building Ctr | 17.9 | 483.3
underlay nails | 35 | box 1 1/4" ringed floor nails | Building Ctr | 1.25 | 43.75
floor leveler | 1 | with flooring | Building Ctr | 13.19 | 13.19
|  |  |  | mat sub-total: | 540.24 | 54.024 | 594.264 |  | lab sub-total: | 432 | 1026.264
Flooring package | [5 empty] | 900 | sq ft | Band | 1 | 900
VC Tile | 900 | 20 boxes 12"x 12" x 1/8" | Buildingctr | 0.87 | 783
pail floor glue | 2 | latex | Buildingctr | 42.08 | 84.16
glue spreader | 1 |  | Buildingctr | 2.79 | 2.79
tile sealer | 1 | 4 L - 1200 sq. ft. coverage | Buildingctr | 44.95 | 44.95 | 864 | sq ft | Band | 0.15 | 129.6
tile top coat | 1 |  | Buildingctr | 44.95 | 44.95
delivery charge | 1 | listed elsewhere | Buildingctr | 50 | 50
|  |  |  | mat sub-total: | 1009.85 | 100.985 | 1110.835 |  | lab sub-total: | 1029.6 | 2140.435
Tub surround / Ceramic tile
3 piece tub surround | 1 |  | Buildingctr | 72.99 | 72.99 | 1 |  | Band | 100 | 100
silicone | 0 | bathroom type | Buildingctr | 4.92 | 0
spreader | 1 | 3/16" groove | Buildingctr | 2.99 | 2.99
adhesive | 3 | pl300 | Buildingctr | 4.49 | 13.47
|  |  |  | mat sub-total: | 89.45 | 8.945 | 98.395 |  | lab sub-total: | 100 | 198.395
Cabinets/vanity | 1 | as per quote | Building ctr | 4100 | 4100 | 410 | 4510 | lab flat chg |  | 200 | 4710
Site Cleaning |  |  |  |  | 0 | 1 |  | Band | 250 | 250 | 250
Difficiencies | 1 |  | Building ctr | 100 | 100 | 1 |  | Band | 100 | 100 | 200
Final Cleaning | 1 |  | Buildingctr | 50 | 50 | 1 |  | Band | 150 | 150 | 200
Material Shipping & Handling | 1 | On-site (not frieght) | Buildingctr | 300 | 300 |  |  |  |  | 0 | 300 | Times 9 Units | Line on 301
[10 empty] | Sub-Total: | 77797.1137 | 700174.0233 | Line 9
ADDITIONAL ITEMS | [9 empty] | 5% Contingency: | 3889.8557 | 35008.7012 | Line 19
Site Prep | 1 | Build up or cut down lots | band | 500 | 500 | [5 empty] | 500 | 4500 | Line 8
Landscaping & Drivways | 1 |  |  | 0 | [6 empty] | 0 | 0 | Line 15
Water supply | 1 | Municipal connection | Band | 750 | 750 |  | average per unit |  |  |  | 750 | 6750 | Line 14
Sewer Connection | 1 | Municipal connection | Band | 750 | 750 |  | average per unit |  |  |  | 750 | 6750 | Line 14
Power supply | 0 | Municipal connection | Band | 750 | 0 |  | average per unit |  |  |  | 0 | 0 | Line 14
Gas Connection | 0 | Municipal connection | Band | 750 | 0 |  | average per unit |  |  |  | 0 | 0 | Line 14
Frieght Charges | 3 |  | Building ctr | 3000 | 9000 |  | average per unit |  |  |  | 9000 | 81000 | Line 16
Appliances | 1 | Fridge & Stove & washer & dryer |  | 1700 | 1700 | 170 | 1870 |  |  | 0 | 1870 | 16830 | Line 11
Project Manager | 1 |  | Project Manager inc | 0 | 0 | [5 empty] | 0 | 0 | Line 15
Architect / Blueprints | 1 |  | PAGC Services | 45 | 45 | [5 empty] | 45 | 405 | Line 2
Engineering | 0 |  | N/A | 0 | 0 | [5 empty] | 0 | 0 | Line 2
Consultants | 1 |  | PAGC Services | 250 | 250 |  | Complete 301 application, Const. Mgmt. Plan, Plot Plans etc. |  |  |  | 250 | 2250 | Line 3
Insurance During Const. | 1 |  | Insurer | 553 | 553 | [5 empty] | 553 | 4977 | Line 20
Utilities During Const. | 2 |  | SaskPower | 350 | 700 | [5 empty] | 700 | 6300 | Line 20
Audit | 1 |  | Auditor | 200 | 200 | [5 empty] | 200 | 1800 | Line 5
Interest during const. | 1 |  | Lender | 1611.5 | 1611.5 | [5 empty] | 1611.5 | 14503.5 | Line 1
[10 empty] | Grand Total: | 97916.4694 | 881248.2245

## Loan
Mortgage and Loan Analysis
Analysis |  |  |  |  | Amount financed |  | 1305188
Any First Nation |  |  |  |  | Annual interest (e.g., 8.25) |  | 5
2006 / 2007 |  |  |  |  | Duration of loan (in years) |  | 25
MULTI UNIT NEW / RENO PROJECT |  |  |  |  | Start date of loan |  | 2008-04-01
[5 empty] | Monthly payments |  | 7629.9991
[5 empty] | Total number of payments |  | 300
[5 empty] | Yearly principal + interest |  | 91559.9889
[5 empty] | Principal amount |  | 1305188
[5 empty] | Finance charges |  | 983811.7213
[5 empty] | Total cost |  | 2288999.7213
PMT NO. | PAYMENT DATE | BEGINNING BALANCE | INTEREST | PRINCIPAL | BALANCE | ACCUMULATIVE INTEREST | ACCUMULATIVE PRINCIPAL
1 | 2008-04-01 | 1305188 | 5438.2833 | 2191.7157 | 1302996.2843 | 5438.2833 | 2191.7157
2 | #VALUE! | 1302996.2843 | 5429.1512 | 2200.8479 | 1300795.4364 | 10867.4345 | 4392.5636
3 | #VALUE! | 1300795.4364 | 5419.981 | 2210.0181 | 1298585.4183 | 16287.4155 | 6602.5817
4 | #VALUE! | 1298585.4183 | 5410.7726 | 2219.2265 | 1296366.1918 | 21698.1881 | 8821.8082
5 | #VALUE! | 1296366.1918 | 5401.5258 | 2228.4733 | 1294137.7185 | 27099.7139 | 11050.2815
6 | #VALUE! | 1294137.7185 | 5392.2405 | 2237.7586 | 1291899.9599 | 32491.9544 | 13288.0401
7 | #VALUE! | 1291899.9599 | 5382.9165 | 2247.0826 | 1289652.8774 | 37874.8709 | 15535.1226
8 | #VALUE! | 1289652.8774 | 5373.5537 | 2256.4454 | 1287396.432 | 43248.4245 | 17791.568
9 | #VALUE! | 1287396.432 | 5364.1518 | 2265.8473 | 1285130.5847 | 48612.5763 | 20057.4153
10 | #VALUE! | 1285130.5847 | 5354.7108 | 2275.2883 | 1282855.2964 | 53967.2871 | 22332.7036
11 | #VALUE! | 1282855.2964 | 5345.2304 | 2284.7687 | 1280570.5277 | 59312.5175 | 24617.4723
12 | #VALUE! | 1280570.5277 | 5335.7105 | 2294.2885 | 1278276.2392 | 64648.228 | 26911.7608
13 | #VALUE! | 1278276.2392 | 5326.151 | 2303.8481 | 1275972.3911 | 69974.379 | 29215.6089
14 | #VALUE! | 1275972.3911 | 5316.5516 | 2313.4474 | 1273658.9437 | 75290.9307 | 31529.0563
15 | #VALUE! | 1273658.9437 | 5306.9123 | 2323.0868 | 1271335.8569 | 80597.8429 | 33852.1431
16 | #VALUE! | 1271335.8569 | 5297.2327 | 2332.7663 | 1269003.0905 | 85895.0757 | 36184.9095
17 | #VALUE! | 1269003.0905 | 5287.5129 | 2342.4862 | 1266660.6043 | 91182.5885 | 38527.3957
18 | #VALUE! | 1266660.6043 | 5277.7525 | 2352.2466 | 1264308.3578 | 96460.3411 | 40879.6422
19 | #VALUE! | 1264308.3578 | 5267.9515 | 2362.0476 | 1261946.3102 | 101728.2925 | 43241.6898
20 | #VALUE! | 1261946.3102 | 5258.1096 | 2371.8894 | 1259574.4208 | 106986.4022 | 45613.5792
21 | #VALUE! | 1259574.4208 | 5248.2268 | 2381.7723 | 1257192.6484 | 112234.6289 | 47995.3516
22 | #VALUE! | 1257192.6484 | 5238.3027 | 2391.6964 | 1254800.9521 | 117472.9316 | 50387.0479
23 | #VALUE! | 1254800.9521 | 5228.3373 | 2401.6618 | 1252399.2903 | 122701.2689 | 52788.7097
24 | #VALUE! | 1252399.2903 | 5218.3304 | 2411.6687 | 1249987.6216 | 127919.5993 | 55200.3784
25 | #VALUE! | 1249987.6216 | 5208.2818 | 2421.7173 | 1247565.9043 | 133127.8811 | 57622.0957
26 | #VALUE! | 1247565.9043 | 5198.1913 | 2431.8078 | 1245134.0965 | 138326.0723 | 60053.9035
27 | #VALUE! | 1245134.0965 | 5188.0587 | 2441.9403 | 1242692.1561 | 143514.1311 | 62495.8439
28 | #VALUE! | 1242692.1561 | 5177.884 | 2452.1151 | 1240240.0411 | 148692.015 | 64947.9589
29 | #VALUE! | 1240240.0411 | 5167.6668 | 2462.3322 | 1237777.7088 | 153859.6819 | 67410.2912
30 | #VALUE! | 1237777.7088 | 5157.4071 | 2472.592 | 1235305.1169 | 159017.089 | 69882.8831
31 | #VALUE! | 1235305.1169 | 5147.1047 | 2482.8944 | 1232822.2225 | 164164.1937 | 72365.7775
32 | #VALUE! | 1232822.2225 | 5136.7593 | 2493.2398 | 1230328.9826 | 169300.9529 | 74859.0174
33 | #VALUE! | 1230328.9826 | 5126.3708 | 2503.6283 | 1227825.3543 | 174427.3237 | 77362.6457
34 | #VALUE! | 1227825.3543 | 5115.939 | 2514.0601 | 1225311.2942 | 179543.2627 | 79876.7058
35 | #VALUE! | 1225311.2942 | 5105.4637 | 2524.5353 | 1222786.7589 | 184648.7264 | 82401.2411
36 | #VALUE! | 1222786.7589 | 5094.9448 | 2535.0542 | 1220251.7047 | 189743.6712 | 84936.2953
37 | #VALUE! | 1220251.7047 | 5084.3821 | 2545.617 | 1217706.0877 | 194828.0533 | 87481.9123
38 | #VALUE! | 1217706.0877 | 5073.7754 | 2556.2237 | 1215149.864 | 199901.8287 | 90038.136
39 | #VALUE! | 1215149.864 | 5063.1244 | 2566.8746 | 1212582.9893 | 204964.9531 | 92605.0107
40 | #VALUE! | 1212582.9893 | 5052.4291 | 2577.5699 | 1210005.4194 | 210017.3822 | 95182.5806
41 | #VALUE! | 1210005.4194 | 5041.6892 | 2588.3098 | 1207417.1096 | 215059.0715 | 97770.8904
42 | #VALUE! | 1207417.1096 | 5030.9046 | 2599.0944 | 1204818.0151 | 220089.9761 | 100369.9849
43 | #VALUE! | 1204818.0151 | 5020.0751 | 2609.924 | 1202208.0911 | 225110.0512 | 102979.9089
44 | #VALUE! | 1202208.0911 | 5009.2004 | 2620.7987 | 1199587.2924 | 230119.2515 | 105600.7076
45 | #VALUE! | 1199587.2924 | 4998.2804 | 2631.7187 | 1196955.5737 | 235117.5319 | 108232.4263
46 | #VALUE! | 1196955.5737 | 4987.3149 | 2642.6842 | 1194312.8896 | 240104.8468 | 110875.1104
47 | #VALUE! | 1194312.8896 | 4976.3037 | 2653.6954 | 1191659.1942 | 245081.1505 | 113528.8058
48 | #VALUE! | 1191659.1942 | 4965.2466 | 2664.7524 | 1188994.4418 | 250046.3972 | 116193.5582
49 | #VALUE! | 1188994.4418 | 4954.1435 | 2675.8556 | 1186318.5862 | 255000.5407 | 118869.4138
50 | #VALUE! | 1186318.5862 | 4942.9941 | 2687.005 | 1183631.5812 | 259943.5348 | 121556.4188
51 | #VALUE! | 1183631.5812 | 4931.7983 | 2698.2008 | 1180933.3804 | 264875.333 | 124254.6196
52 | #VALUE! | 1180933.3804 | 4920.5558 | 2709.4433 | 1178223.9371 | 269795.8888 | 126964.0629
53 | #VALUE! | 1178223.9371 | 4909.2664 | 2720.7327 | 1175503.2044 | 274705.1552 | 129684.7956
54 | #VALUE! | 1175503.2044 | 4897.93 | 2732.0691 | 1172771.1354 | 279603.0852 | 132416.8646
55 | #VALUE! | 1172771.1354 | 4886.5464 | 2743.4527 | 1170027.6827 | 284489.6316 | 135160.3173
56 | #VALUE! | 1170027.6827 | 4875.1153 | 2754.8837 | 1167272.799 | 289364.747 | 137915.201
57 | #VALUE! | 1167272.799 | 4863.6367 | 2766.3624 | 1164506.4366 | 294228.3836 | 140681.5634
58 | #VALUE! | 1164506.4366 | 4852.1102 | 2777.8889 | 1161728.5477 | 299080.4938 | 143459.4523
59 | #VALUE! | 1161728.5477 | 4840.5356 | 2789.4635 | 1158939.0842 | 303921.0294 | 146248.9158
60 | #VALUE! | 1158939.0842 | 4828.9129 | 2801.0862 | 1156137.998 | 308749.9422 | 149050.002
61 | #VALUE! | 1156137.998 | 4817.2417 | 2812.7574 | 1153325.2406 | 313567.1839 | 151862.7594
62 | #VALUE! | 1153325.2406 | 4805.5218 | 2824.4772 | 1150500.7633 | 318372.7057 | 154687.2367
63 | #VALUE! | 1150500.7633 | 4793.7532 | 2836.2459 | 1147664.5174 | 323166.4589 | 157523.4826
64 | #VALUE! | 1147664.5174 | 4781.9355 | 2848.0636 | 1144816.4539 | 327948.3944 | 160371.5461
65 | #VALUE! | 1144816.4539 | 4770.0686 | 2859.9305 | 1141956.5234 | 332718.463 | 163231.4766
66 | #VALUE! | 1141956.5234 | 4758.1522 | 2871.8469 | 1139084.6765 | 337476.6151 | 166103.3235
67 | #VALUE! | 1139084.6765 | 4746.1862 | 2883.8129 | 1136200.8635 | 342222.8013 | 168987.1365
68 | #VALUE! | 1136200.8635 | 4734.1703 | 2895.8288 | 1133305.0347 | 346956.9716 | 171882.9653
69 | #VALUE! | 1133305.0347 | 4722.1043 | 2907.8948 | 1130397.14 | 351679.0759 | 174790.86
70 | #VALUE! | 1130397.14 | 4709.9881 | 2920.011 | 1127477.129 | 356389.064 | 177710.871
71 | #VALUE! | 1127477.129 | 4697.8214 | 2932.1777 | 1124544.9513 | 361086.8853 | 180643.0487
72 | #VALUE! | 1124544.9513 | 4685.604 | 2944.3951 | 1121600.5562 | 365772.4893 | 183587.4438
73 | #VALUE! | 1121600.5562 | 4673.3357 | 2956.6634 | 1118643.8928 | 370445.8249 | 186544.1072
74 | #VALUE! | 1118643.8928 | 4661.0162 | 2968.9829 | 1115674.9099 | 375106.8412 | 189513.0901
75 | #VALUE! | 1115674.9099 | 4648.6455 | 2981.3536 | 1112693.5563 | 379755.4866 | 192494.4437
76 | #VALUE! | 1112693.5563 | 4636.2232 | 2993.7759 | 1109699.7804 | 384391.7098 | 195488.2196
77 | #VALUE! | 1109699.7804 | 4623.7491 | 3006.25 | 1106693.5304 | 389015.4589 | 198494.4696
78 | #VALUE! | 1106693.5304 | 4611.223 | 3018.776 | 1103674.7544 | 393626.6819 | 201513.2456
79 | #VALUE! | 1103674.7544 | 4598.6448 | 3031.3543 | 1100643.4001 | 398225.3267 | 204544.5999
80 | #VALUE! | 1100643.4001 | 4586.0142 | 3043.9849 | 1097599.4152 | 402811.3409 | 207588.5848
81 | #VALUE! | 1097599.4152 | 4573.3309 | 3056.6682 | 1094542.747 | 407384.6718 | 210645.253
82 | #VALUE! | 1094542.747 | 4560.5948 | 3069.4043 | 1091473.3427 | 411945.2665 | 213714.6573
83 | #VALUE! | 1091473.3427 | 4547.8056 | 3082.1935 | 1088391.1493 | 416493.0721 | 216796.8507
84 | #VALUE! | 1088391.1493 | 4534.9631 | 3095.0359 | 1085296.1133 | 421028.0353 | 219891.8867
85 | #VALUE! | 1085296.1133 | 4522.0671 | 3107.9319 | 1082188.1814 | 425550.1024 | 222999.8186
86 | #VALUE! | 1082188.1814 | 4509.1174 | 3120.8816 | 1079067.2997 | 430059.2198 | 226120.7003
87 | #VALUE! | 1079067.2997 | 4496.1137 | 3133.8853 | 1075933.4144 | 434555.3336 | 229254.5856
88 | #VALUE! | 1075933.4144 | 4483.0559 | 3146.9432 | 1072786.4712 | 439038.3895 | 232401.5288
89 | #VALUE! | 1072786.4712 | 4469.9436 | 3160.0554 | 1069626.4158 | 443508.3331 | 235561.5842
90 | #VALUE! | 1069626.4158 | 4456.7767 | 3173.2223 | 1066453.1934 | 447965.1098 | 238734.8066
91 | #VALUE! | 1066453.1934 | 4443.555 | 3186.4441 | 1063266.7493 | 452408.6648 | 241921.2507
92 | #VALUE! | 1063266.7493 | 4430.2781 | 3199.7209 | 1060067.0284 | 456838.9429 | 245120.9716
93 | #VALUE! | 1060067.0284 | 4416.946 | 3213.0531 | 1056853.9753 | 461255.8889 | 248334.0247
94 | #VALUE! | 1056853.9753 | 4403.5582 | 3226.4408 | 1053627.5344 | 465659.4471 | 251560.4656
95 | #VALUE! | 1053627.5344 | 4390.1147 | 3239.8843 | 1050387.6501 | 470049.5618 | 254800.3499
96 | #VALUE! | 1050387.6501 | 4376.6152 | 3253.3839 | 1047134.2662 | 474426.177 | 258053.7338
97 | #VALUE! | 1047134.2662 | 4363.0594 | 3266.9396 | 1043867.3266 | 478789.2365 | 261320.6734
98 | #VALUE! | 1043867.3266 | 4349.4472 | 3280.5519 | 1040586.7747 | 483138.6837 | 264601.2253
99 | #VALUE! | 1040586.7747 | 4335.7782 | 3294.2208 | 1037292.5539 | 487474.4619 | 267895.4461
100 | #VALUE! | 1037292.5539 | 4322.0523 | 3307.9468 | 1033984.6071 | 491796.5142 | 271203.3929
101 | #VALUE! | 1033984.6071 | 4308.2692 | 3321.7299 | 1030662.8772 | 496104.7834 | 274525.1228
102 | #VALUE! | 1030662.8772 | 4294.4287 | 3335.5704 | 1027327.3068 | 500399.2121 | 277860.6932
103 | #VALUE! | 1027327.3068 | 4280.5304 | 3349.4686 | 1023977.8382 | 504679.7425 | 281210.1618
104 | #VALUE! | 1023977.8382 | 4266.5743 | 3363.4247 | 1020614.4135 | 508946.3168 | 284573.5865
105 | #VALUE! | 1020614.4135 | 4252.5601 | 3377.439 | 1017236.9744 | 513198.8769 | 287951.0256
106 | #VALUE! | 1017236.9744 | 4238.4874 | 3391.5117 | 1013845.4628 | 517437.3643 | 291342.5372
107 | #VALUE! | 1013845.4628 | 4224.3561 | 3405.643 | 1010439.8198 | 521661.7204 | 294748.1802
108 | #VALUE! | 1010439.8198 | 4210.1659 | 3419.8332 | 1007019.9866 | 525871.8863 | 298168.0134
109 | #VALUE! | 1007019.9866 | 4195.9166 | 3434.0825 | 1003585.9042 | 530067.8029 | 301602.0958
110 | #VALUE! | 1003585.9042 | 4181.6079 | 3448.3911 | 1000137.513 | 534249.4108 | 305050.487
111 | #VALUE! | 1000137.513 | 4167.2396 | 3462.7594 | 996674.7536 | 538416.6505 | 308513.2464
112 | #VALUE! | 996674.7536 | 4152.8115 | 3477.1876 | 993197.566 | 542569.462 | 311990.434
113 | #VALUE! | 993197.566 | 4138.3232 | 3491.6759 | 989705.8901 | 546707.7851 | 315482.1099
114 | #VALUE! | 989705.8901 | 4123.7745 | 3506.2245 | 986199.6656 | 550831.5597 | 318988.3344
115 | #VALUE! | 986199.6656 | 4109.1653 | 3520.8338 | 982678.8318 | 554940.725 | 322509.1682
116 | #VALUE! | 982678.8318 | 4094.4951 | 3535.5039 | 979143.3279 | 559035.2201 | 326044.6721
117 | #VALUE! | 979143.3279 | 4079.7639 | 3550.2352 | 975593.0927 | 563114.984 | 329594.9073
118 | #VALUE! | 975593.0927 | 4064.9712 | 3565.0279 | 972028.0648 | 567179.9552 | 333159.9352
119 | #VALUE! | 972028.0648 | 4050.1169 | 3579.8821 | 968448.1827 | 571230.0721 | 336739.8173
120 | #VALUE! | 968448.1827 | 4035.2008 | 3594.7983 | 964853.3844 | 575265.2729 | 340334.6156
121 | #VALUE! | 964853.3844 | 4020.2224 | 3609.7766 | 961243.6077 | 579285.4953 | 343944.3923
122 | #VALUE! | 961243.6077 | 4005.1817 | 3624.8174 | 957618.7904 | 583290.677 | 347569.2096
123 | #VALUE! | 957618.7904 | 3990.0783 | 3639.9208 | 953978.8696 | 587280.7553 | 351209.1304
124 | #VALUE! | 953978.8696 | 3974.912 | 3655.0871 | 950323.7825 | 591255.6673 | 354864.2175
125 | #VALUE! | 950323.7825 | 3959.6824 | 3670.3166 | 946653.4658 | 595215.3497 | 358534.5342
126 | #VALUE! | 946653.4658 | 3944.3894 | 3685.6096 | 942967.8562 | 599159.7391 | 362220.1438
127 | #VALUE! | 942967.8562 | 3929.0327 | 3700.9663 | 939266.8899 | 603088.7719 | 365921.1101
128 | #VALUE! | 939266.8899 | 3913.612 | 3716.387 | 935550.5028 | 607002.3839 | 369637.4972
129 | #VALUE! | 935550.5028 | 3898.1271 | 3731.872 | 931818.6308 | 610900.511 | 373369.3692
130 | #VALUE! | 931818.6308 | 3882.5776 | 3747.4214 | 928071.2094 | 614783.0886 | 377116.7906
131 | #VALUE! | 928071.2094 | 3866.9634 | 3763.0357 | 924308.1737 | 618650.052 | 380879.8263
132 | #VALUE! | 924308.1737 | 3851.2841 | 3778.715 | 920529.4587 | 622501.3361 | 384658.5413
133 | #VALUE! | 920529.4587 | 3835.5394 | 3794.4597 | 916734.999 | 626336.8755 | 388453.001
134 | #VALUE! | 916734.999 | 3819.7292 | 3810.2699 | 912924.7291 | 630156.6046 | 392263.2709
135 | #VALUE! | 912924.7291 | 3803.853 | 3826.146 | 909098.5831 | 633960.4577 | 396089.4169
136 | #VALUE! | 909098.5831 | 3787.9108 | 3842.0883 | 905256.4948 | 637748.3684 | 399931.5052
137 | #VALUE! | 905256.4948 | 3771.9021 | 3858.097 | 901398.3978 | 641520.2705 | 403789.6022
138 | #VALUE! | 901398.3978 | 3755.8267 | 3874.1724 | 897524.2254 | 645276.0972 | 407663.7746
139 | #VALUE! | 897524.2254 | 3739.6843 | 3890.3148 | 893633.9106 | 649015.7814 | 411554.0894
140 | #VALUE! | 893633.9106 | 3723.4746 | 3906.5244 | 889727.3861 | 652739.2561 | 415460.6139
141 | #VALUE! | 889727.3861 | 3707.1974 | 3922.8016 | 885804.5845 | 656446.4535 | 419383.4155
142 | #VALUE! | 885804.5845 | 3690.8524 | 3939.1466 | 881865.4379 | 660137.3059 | 423322.5621
143 | #VALUE! | 881865.4379 | 3674.4393 | 3955.5597 | 877909.8781 | 663811.7453 | 427278.1219
144 | #VALUE! | 877909.8781 | 3657.9578 | 3972.0412 | 873937.8369 | 667469.7031 | 431250.1631
145 | #VALUE! | 873937.8369 | 3641.4077 | 3988.5914 | 869949.2454 | 671111.1107 | 435238.7546
146 | #VALUE! | 869949.2454 | 3624.7885 | 4005.2105 | 865944.0349 | 674735.8993 | 439243.9651
147 | #VALUE! | 865944.0349 | 3608.1001 | 4021.8989 | 861922.136 | 678343.9994 | 443265.864
148 | #VALUE! | 861922.136 | 3591.3422 | 4038.6568 | 857883.4791 | 681935.3416 | 447304.5209
149 | #VALUE! | 857883.4791 | 3574.5145 | 4055.4846 | 853827.9946 | 685509.8561 | 451360.0054
150 | #VALUE! | 853827.9946 | 3557.6166 | 4072.3824 | 849755.6121 | 689067.4728 | 455432.3879
151 | #VALUE! | 849755.6121 | 3540.6484 | 4089.3507 | 845666.2614 | 692608.1212 | 459521.7386
152 | #VALUE! | 845666.2614 | 3523.6094 | 4106.3896 | 841559.8718 | 696131.7306 | 463628.1282
153 | #VALUE! | 841559.8718 | 3506.4995 | 4123.4996 | 837436.3722 | 699638.23 | 467751.6278
154 | #VALUE! | 837436.3722 | 3489.3182 | 4140.6809 | 833295.6913 | 703127.5483 | 471892.3087
155 | #VALUE! | 833295.6913 | 3472.0654 | 4157.9337 | 829137.7576 | 706599.6136 | 476050.2424
156 | #VALUE! | 829137.7576 | 3454.7407 | 4175.2584 | 824962.4992 | 710054.3543 | 480225.5008
157 | #VALUE! | 824962.4992 | 3437.3437 | 4192.6553 | 820769.8439 | 713491.698 | 484418.1561
158 | #VALUE! | 820769.8439 | 3419.8743 | 4210.1247 | 816559.7192 | 716911.5724 | 488628.2808
159 | #VALUE! | 816559.7192 | 3402.3322 | 4227.6669 | 812332.0523 | 720313.9046 | 492855.9477
160 | #VALUE! | 812332.0523 | 3384.7169 | 4245.2822 | 808086.7701 | 723698.6214 | 497101.2299
161 | #VALUE! | 808086.7701 | 3367.0282 | 4262.9709 | 803823.7992 | 727065.6497 | 501364.2008
162 | #VALUE! | 803823.7992 | 3349.2658 | 4280.7332 | 799543.066 | 730414.9155 | 505644.934
163 | #VALUE! | 799543.066 | 3331.4294 | 4298.5696 | 795244.4964 | 733746.3449 | 509943.5036
164 | #VALUE! | 795244.4964 | 3313.5187 | 4316.4803 | 790928.016 | 737059.8637 | 514259.984
165 | #VALUE! | 790928.016 | 3295.5334 | 4334.4657 | 786593.5504 | 740355.3971 | 518594.4496
166 | #VALUE! | 786593.5504 | 3277.4731 | 4352.5259 | 782241.0244 | 743632.8702 | 522946.9756
167 | #VALUE! | 782241.0244 | 3259.3376 | 4370.6615 | 777870.3629 | 746892.2078 | 527317.6371
168 | #VALUE! | 777870.3629 | 3241.1265 | 4388.8726 | 773481.4904 | 750133.3343 | 531706.5096
169 | #VALUE! | 773481.4904 | 3222.8395 | 4407.1595 | 769074.3309 | 753356.1738 | 536113.6691
170 | #VALUE! | 769074.3309 | 3204.4764 | 4425.5227 | 764648.8082 | 756560.6502 | 540539.1918
171 | #VALUE! | 764648.8082 | 3186.0367 | 4443.9624 | 760204.8458 | 759746.6869 | 544983.1542
172 | #VALUE! | 760204.8458 | 3167.5202 | 4462.4789 | 755742.3669 | 762914.2071 | 549445.6331
173 | #VALUE! | 755742.3669 | 3148.9265 | 4481.0725 | 751261.2944 | 766063.1336 | 553926.7056
174 | #VALUE! | 751261.2944 | 3130.2554 | 4499.7437 | 746761.5507 | 769193.389 | 558426.4493
175 | #VALUE! | 746761.5507 | 3111.5065 | 4518.4926 | 742243.0581 | 772304.8955 | 562944.9419
176 | #VALUE! | 742243.0581 | 3092.6794 | 4537.3197 | 737705.7384 | 775397.5749 | 567482.2616
177 | #VALUE! | 737705.7384 | 3073.7739 | 4556.2252 | 733149.5133 | 778471.3488 | 572038.4867
178 | #VALUE! | 733149.5133 | 3054.7896 | 4575.2094 | 728574.3038 | 781526.1385 | 576613.6962
179 | #VALUE! | 728574.3038 | 3035.7263 | 4594.2728 | 723980.031 | 784561.8647 | 581207.969
180 | #VALUE! | 723980.031 | 3016.5835 | 4613.4156 | 719366.6154 | 787578.4482 | 585821.3846
181 | #VALUE! | 719366.6154 | 2997.3609 | 4632.6382 | 714733.9772 | 790575.8091 | 590454.0228
182 | #VALUE! | 714733.9772 | 2978.0582 | 4651.9408 | 710082.0364 | 793553.8673 | 595105.9636
183 | #VALUE! | 710082.0364 | 2958.6752 | 4671.3239 | 705410.7125 | 796512.5425 | 599777.2875
184 | #VALUE! | 705410.7125 | 2939.2113 | 4690.7878 | 700719.9247 | 799451.7538 | 604468.0753
185 | #VALUE! | 700719.9247 | 2919.6664 | 4710.3327 | 696009.592 | 802371.4201 | 609178.408
186 | #VALUE! | 696009.592 | 2900.04 | 4729.9591 | 691279.6329 | 805271.4601 | 613908.3671
187 | #VALUE! | 691279.6329 | 2880.3318 | 4749.6673 | 686529.9656 | 808151.7919 | 618658.0344
188 | #VALUE! | 686529.9656 | 2860.5415 | 4769.4575 | 681760.5081 | 811012.3334 | 623427.4919
189 | #VALUE! | 681760.5081 | 2840.6688 | 4789.3303 | 676971.1778 | 813853.0022 | 628216.8222
190 | #VALUE! | 676971.1778 | 2820.7132 | 4809.2858 | 672161.892 | 816673.7154 | 633026.108
191 | #VALUE! | 672161.892 | 2800.6745 | 4829.3245 | 667332.5674 | 819474.39 | 637855.4326
192 | #VALUE! | 667332.5674 | 2780.5524 | 4849.4467 | 662483.1207 | 822254.9424 | 642704.8793
193 | #VALUE! | 662483.1207 | 2760.3463 | 4869.6527 | 657613.468 | 825015.2887 | 647574.532
194 | #VALUE! | 657613.468 | 2740.0561 | 4889.943 | 652723.525 | 827755.3448 | 652464.475
195 | #VALUE! | 652723.525 | 2719.6814 | 4910.3177 | 647813.2073 | 830475.0262 | 657374.7927
196 | #VALUE! | 647813.2073 | 2699.2217 | 4930.7774 | 642882.43 | 833174.2479 | 662305.57
197 | #VALUE! | 642882.43 | 2678.6768 | 4951.3223 | 637931.1077 | 835852.9247 | 667256.8923
198 | #VALUE! | 637931.1077 | 2658.0463 | 4971.9528 | 632959.1549 | 838510.9709 | 672228.8451
199 | #VALUE! | 632959.1549 | 2637.3298 | 4992.6693 | 627966.4856 | 841148.3008 | 677221.5144
200 | #VALUE! | 627966.4856 | 2616.527 | 5013.472 | 622953.0136 | 843764.8278 | 682234.9864
201 | #VALUE! | 622953.0136 | 2595.6376 | 5034.3615 | 617918.6521 | 846360.4653 | 687269.3479
202 | #VALUE! | 617918.6521 | 2574.6611 | 5055.338 | 612863.314 | 848935.1264 | 692324.686
203 | #VALUE! | 612863.314 | 2553.5971 | 5076.4019 | 607786.9121 | 851488.7235 | 697401.0879
204 | #VALUE! | 607786.9121 | 2532.4455 | 5097.5536 | 602689.3585 | 854021.169 | 702498.6415
205 | #VALUE! | 602689.3585 | 2511.2057 | 5118.7934 | 597570.5651 | 856532.3747 | 707617.4349
206 | #VALUE! | 597570.5651 | 2489.8774 | 5140.1217 | 592430.4434 | 859022.252 | 712757.5566
207 | #VALUE! | 592430.4434 | 2468.4602 | 5161.5389 | 587268.9045 | 861490.7122 | 717919.0955
208 | #VALUE! | 587268.9045 | 2446.9538 | 5183.0453 | 582085.8592 | 863937.666 | 723102.1408
209 | #VALUE! | 582085.8592 | 2425.3577 | 5204.6413 | 576881.2179 | 866363.0237 | 728306.7821
210 | #VALUE! | 576881.2179 | 2403.6717 | 5226.3273 | 571654.8905 | 868766.6954 | 733533.1095
211 | #VALUE! | 571654.8905 | 2381.8954 | 5248.1037 | 566406.7868 | 871148.5908 | 738781.2132
212 | #VALUE! | 566406.7868 | 2360.0283 | 5269.9708 | 561136.8161 | 873508.6191 | 744051.1839
213 | #VALUE! | 561136.8161 | 2338.0701 | 5291.929 | 555844.8871 | 875846.6892 | 749343.1129
214 | #VALUE! | 555844.8871 | 2316.0204 | 5313.9787 | 550530.9083 | 878162.7095 | 754657.0917
215 | #VALUE! | 550530.9083 | 2293.8788 | 5336.1203 | 545194.7881 | 880456.5883 | 759993.2119
216 | #VALUE! | 545194.7881 | 2271.645 | 5358.3541 | 539836.4339 | 882728.2333 | 765351.5661
217 | #VALUE! | 539836.4339 | 2249.3185 | 5380.6806 | 534455.7533 | 884977.5517 | 770732.2467
218 | #VALUE! | 534455.7533 | 2226.899 | 5403.1001 | 529052.6532 | 887204.4507 | 776135.3468
219 | #VALUE! | 529052.6532 | 2204.3861 | 5425.613 | 523627.0402 | 889408.8368 | 781560.9598
220 | #VALUE! | 523627.0402 | 2181.7793 | 5448.2197 | 518178.8205 | 891590.6161 | 787009.1795
221 | #VALUE! | 518178.8205 | 2159.0784 | 5470.9207 | 512707.8998 | 893749.6945 | 792480.1002
222 | #VALUE! | 512707.8998 | 2136.2829 | 5493.7162 | 507214.1837 | 895885.9774 | 797973.8163
223 | #VALUE! | 507214.1837 | 2113.3924 | 5516.6066 | 501697.577 | 897999.3699 | 803490.423
224 | #VALUE! | 501697.577 | 2090.4066 | 5539.5925 | 496157.9845 | 900089.7764 | 809030.0155
225 | #VALUE! | 496157.9845 | 2067.3249 | 5562.6741 | 490595.3104 | 902157.1014 | 814592.6896
226 | #VALUE! | 490595.3104 | 2044.1471 | 5585.8519 | 485009.4585 | 904201.2485 | 820178.5415
227 | #VALUE! | 485009.4585 | 2020.8727 | 5609.1263 | 479400.3321 | 906222.1212 | 825787.6679
228 | #VALUE! | 479400.3321 | 1997.5014 | 5632.4977 | 473767.8344 | 908219.6226 | 831420.1656
229 | #VALUE! | 473767.8344 | 1974.0326 | 5655.9664 | 468111.868 | 910193.6553 | 837076.132
230 | #VALUE! | 468111.868 | 1950.4661 | 5679.533 | 462432.3351 | 912144.1214 | 842755.6649
231 | #VALUE! | 462432.3351 | 1926.8014 | 5703.1977 | 456729.1374 | 914070.9228 | 848458.8626
232 | #VALUE! | 456729.1374 | 1903.0381 | 5726.961 | 451002.1764 | 915973.9609 | 854185.8236
233 | #VALUE! | 451002.1764 | 1879.1757 | 5750.8233 | 445251.3531 | 917853.1366 | 859936.6469
234 | #VALUE! | 445251.3531 | 1855.214 | 5774.7851 | 439476.568 | 919708.3506 | 865711.432
235 | #VALUE! | 439476.568 | 1831.1524 | 5798.8467 | 433677.7213 | 921539.5029 | 871510.2787
236 | #VALUE! | 433677.7213 | 1806.9905 | 5823.0086 | 427854.7127 | 923346.4934 | 877333.2873
237 | #VALUE! | 427854.7127 | 1782.728 | 5847.2711 | 422007.4416 | 925129.2214 | 883180.5584
238 | #VALUE! | 422007.4416 | 1758.3643 | 5871.6347 | 416135.8069 | 926887.5857 | 889052.1931
239 | #VALUE! | 416135.8069 | 1733.8992 | 5896.0999 | 410239.707 | 928621.4849 | 894948.293
240 | #VALUE! | 410239.707 | 1709.3321 | 5920.667 | 404319.04 | 930330.8171 | 900868.96
241 | #VALUE! | 404319.04 | 1684.6627 | 5945.3364 | 398373.7036 | 932015.4797 | 906814.2964
242 | #VALUE! | 398373.7036 | 1659.8904 | 5970.1086 | 392403.595 | 933675.3701 | 912784.405
243 | #VALUE! | 392403.595 | 1635.015 | 5994.9841 | 386408.6109 | 935310.3851 | 918779.3891
244 | #VALUE! | 386408.6109 | 1610.0359 | 6019.9632 | 380388.6477 | 936920.421 | 924799.3523
245 | #VALUE! | 380388.6477 | 1584.9527 | 6045.0464 | 374343.6013 | 938505.3737 | 930844.3987
246 | #VALUE! | 374343.6013 | 1559.765 | 6070.2341 | 368273.3673 | 940065.1387 | 936914.6327
247 | #VALUE! | 368273.3673 | 1534.4724 | 6095.5267 | 362177.8405 | 941599.6111 | 943010.1595
248 | #VALUE! | 362177.8405 | 1509.0743 | 6120.9247 | 356056.9158 | 943108.6854 | 949131.0842
249 | #VALUE! | 356056.9158 | 1483.5705 | 6146.4286 | 349910.4872 | 944592.2559 | 955277.5128
250 | #VALUE! | 349910.4872 | 1457.9604 | 6172.0387 | 343738.4485 | 946050.2163 | 961449.5515
251 | #VALUE! | 343738.4485 | 1432.2435 | 6197.7555 | 337540.693 | 947482.4598 | 967647.307
252 | #VALUE! | 337540.693 | 1406.4196 | 6223.5795 | 331317.1135 | 948888.8793 | 973870.8865
253 | #VALUE! | 331317.1135 | 1380.488 | 6249.5111 | 325067.6024 | 950269.3673 | 980120.3976
254 | #VALUE! | 325067.6024 | 1354.4483 | 6275.5507 | 318792.0516 | 951623.8157 | 986395.9484
255 | #VALUE! | 318792.0516 | 1328.3002 | 6301.6989 | 312490.3528 | 952952.1159 | 992697.6472
256 | #VALUE! | 312490.3528 | 1302.0431 | 6327.9559 | 306162.3968 | 954254.159 | 999025.6032
257 | #VALUE! | 306162.3968 | 1275.6767 | 6354.3224 | 299808.0744 | 955529.8357 | 1005379.9256
258 | #VALUE! | 299808.0744 | 1249.2003 | 6380.7988 | 293427.2757 | 956779.036 | 1011760.7243
259 | #VALUE! | 293427.2757 | 1222.6136 | 6407.3854 | 287019.8902 | 958001.6496 | 1018168.1098
260 | #VALUE! | 287019.8902 | 1195.9162 | 6434.0829 | 280585.8074 | 959197.5658 | 1024602.1926
261 | #VALUE! | 280585.8074 | 1169.1075 | 6460.8915 | 274124.9158 | 960366.6734 | 1031063.0842
262 | #VALUE! | 274124.9158 | 1142.1871 | 6487.8119 | 267637.1039 | 961508.8605 | 1037550.8961
263 | #VALUE! | 267637.1039 | 1115.1546 | 6514.8445 | 261122.2595 | 962624.0151 | 1044065.7405
264 | #VALUE! | 261122.2595 | 1088.0094 | 6541.9897 | 254580.2698 | 963712.0245 | 1050607.7302
265 | #VALUE! | 254580.2698 | 1060.7511 | 6569.2479 | 248011.0218 | 964772.7757 | 1057176.9782
266 | #VALUE! | 248011.0218 | 1033.3793 | 6596.6198 | 241414.402 | 965806.1549 | 1063773.598
267 | #VALUE! | 241414.402 | 1005.8933 | 6624.1057 | 234790.2963 | 966812.0483 | 1070397.7037
268 | #VALUE! | 234790.2963 | 978.2929 | 6651.7062 | 228138.5901 | 967790.3412 | 1077049.4099
269 | #VALUE! | 228138.5901 | 950.5775 | 6679.4216 | 221459.1685 | 968740.9186 | 1083728.8315
270 | #VALUE! | 221459.1685 | 922.7465 | 6707.2525 | 214751.916 | 969663.6651 | 1090436.084
271 | #VALUE! | 214751.916 | 894.7996 | 6735.1994 | 208016.7166 | 970558.4648 | 1097171.2834
272 | #VALUE! | 208016.7166 | 866.7363 | 6763.2628 | 201253.4538 | 971425.2011 | 1103934.5462
273 | #VALUE! | 201253.4538 | 838.5561 | 6791.443 | 194462.0108 | 972263.7572 | 1110725.9892
274 | #VALUE! | 194462.0108 | 810.2584 | 6819.7407 | 187642.2701 | 973074.0156 | 1117545.7299
275 | #VALUE! | 187642.2701 | 781.8428 | 6848.1563 | 180794.1138 | 973855.8583 | 1124393.8862
276 | #VALUE! | 180794.1138 | 753.3088 | 6876.6903 | 173917.4236 | 974609.1672 | 1131270.5764
277 | #VALUE! | 173917.4236 | 724.6559 | 6905.3431 | 167012.0804 | 975333.8231 | 1138175.9196
278 | #VALUE! | 167012.0804 | 695.8837 | 6934.1154 | 160077.965 | 976029.7068 | 1145110.035
279 | #VALUE! | 160077.965 | 666.9915 | 6963.0076 | 153114.9575 | 976696.6983 | 1152073.0425
280 | #VALUE! | 153114.9575 | 637.979 | 6992.0201 | 146122.9374 | 977334.6773 | 1159065.0626
281 | #VALUE! | 146122.9374 | 608.8456 | 7021.1535 | 139101.7839 | 977943.5228 | 1166086.2161
282 | #VALUE! | 139101.7839 | 579.5908 | 7050.4083 | 132051.3756 | 978523.1136 | 1173136.6244
283 | #VALUE! | 132051.3756 | 550.2141 | 7079.785 | 124971.5906 | 979073.3277 | 1180216.4094
284 | #VALUE! | 124971.5906 | 520.715 | 7109.2841 | 117862.3065 | 979594.0426 | 1187325.6935
285 | #VALUE! | 117862.3065 | 491.0929 | 7138.9061 | 110723.4003 | 980085.1356 | 1194464.5997
286 | #VALUE! | 110723.4003 | 461.3475 | 7168.6516 | 103554.7488 | 980546.4831 | 1201633.2512
287 | #VALUE! | 103554.7488 | 431.4781 | 7198.521 | 96356.2278 | 980977.9612 | 1208831.7722
288 | #VALUE! | 96356.2278 | 401.4843 | 7228.5148 | 89127.713 | 981379.4455 | 1216060.287
289 | #VALUE! | 89127.713 | 371.3655 | 7258.6336 | 81869.0794 | 981750.8109 | 1223318.9206
290 | #VALUE! | 81869.0794 | 341.1212 | 7288.8779 | 74580.2015 | 982091.9321 | 1230607.7985
291 | #VALUE! | 74580.2015 | 310.7508 | 7319.2482 | 67260.9533 | 982402.683 | 1237927.0467
292 | #VALUE! | 67260.9533 | 280.254 | 7349.7451 | 59911.2082 | 982682.9369 | 1245276.7918
293 | #VALUE! | 59911.2082 | 249.63 | 7380.369 | 52530.8392 | 982932.567 | 1252657.1608
294 | #VALUE! | 52530.8392 | 218.8785 | 7411.1206 | 45119.7186 | 983151.4455 | 1260068.2814
295 | #VALUE! | 45119.7186 | 187.9988 | 7442.0002 | 37677.7183 | 983339.4443 | 1267510.2817
296 | #VALUE! | 37677.7183 | 156.9905 | 7473.0086 | 30204.7098 | 983496.4348 | 1274983.2902
297 | #VALUE! | 30204.7098 | 125.853 | 7504.1461 | 22700.5637 | 983622.2877 | 1282487.4363
298 | #VALUE! | 22700.5637 | 94.5857 | 7535.4134 | 15165.1503 | 983716.8734 | 1290022.8497
299 | #VALUE! | 15165.1503 | 63.1881 | 7566.8109 | 7598.3393 | 983780.0615 | 1297589.6607
300 | #VALUE! | 7598.3393 | 31.6597 | 7598.3393 | -2.2746e-09 | 983811.7213 | 1305188

## Legals
Any First Nation 2006/2007 SECTION 95 PROJECT
| TAB | database # | [6 empty] | Rehab Costs
|  |  | Year Built | Occupant | Block # | Lot # | Bedrooms | Sq. Footage | Mat/lab
1 | A |  | 1980 | 1 |  | 1 | 2 | 576 | 39738.2685
2 | B |  | 1974 | 2 |  | 2 | 2 | 720 | 49331.8786
3 | C |  | 1969 | 3 |  | 3 | 3 | 768 | 71544.4113
4 | D |  | 1978 | 4 |  | 4 | 3 | 768 | 59281.6566
5 | E |  | 1993 | 5 |  | 5 | 3 | 960 | 52022.8513
6 | F |  | 1993 | 6 |  | 6 | 3 | 960 | 40726.0211
7 | G |  | 1977 | 7 |  | 7 | 5 | 1200 | 67268.51
8 | H |  | 1978 | 8 |  | 8 | 3 | 864 | 45843.0512
[9 empty] | 425756.6484 | 425756.6484
New Unit Cost
9 |  |  | 2007 | New Unit | 4 | 10 | 3 | 864 | 97916.4694
10 |  |  | 2007 | New Unit | 4 | 20 | 3 | 864 | 97916.4694
11 |  |  | 2007 | New Unit | 4 | 30 | 3 | 864 | 97916.4694
12 |  |  | 2007 | New Unit | 4 | 40 | 3 | 864 | 97916.4694
13 |  |  | 2007 | New Unit | 4 | 50 | 3 | 864 | 97916.4694
14 |  |  | 2007 | New Unit | 4 | 60 | 3 | 864 | 97916.4694
15 |  |  | 2007 | New Unit | 4 | 70 | 3 | 864 | 97916.4694
16 |  |  | 2007 | New Unit | 4 | 80 | 3 | 864 | 97916.4694
17 |  |  | 2007 | New Unit | 4 | 89 | 3 | 864 | 97916.4694
[9 empty] | 881248.2245 | 881248.2245
1307004.8729
[9 empty] | Average Cost | 76882.6396

## Const schedule
3 Bedroom Bungalow |  | Unit 1 |  | Unit 2 |  | Unit 3 |  | Unit 4 |  | Unit 5 |  | Unit 6 |  | Per unit | X 6 Units | Running
Description | Days | Start | Finish | Start | Finish | Start | Finish | Start | Finish | Start | Finish | Start | Finish | Cost | Total | Total
Site inspection |  | 2008-06-10 | 2008-06-10 | 2008-06-10 | 2008-06-10 | 2008-06-10 | 2008-06-10 | 2008-06-10 | 2008-06-10 | 2008-06-10 | 2008-06-10 | 2008-06-10 | 2008-06-10 | 0 | 0 | 0
Plans, Consulting, Insurance, Permits | 24 | 2008-06-01 | 2008-06-24 | 2008-06-01 | 2008-06-24 | 2004-06-01 | 2004-06-24 | 2004-06-01 | 2004-06-24 | 2004-06-01 | 2004-06-24 | 2004-06-01 | 2004-06-24 | 848 | 7632 | 7632
Site prep, Site Layout, Excavation | 1 | 2008-06-25 | 2008-06-25 | 2008-06-25 | 2008-06-25 | 2004-07-02 | 2004-07-02 | 2004-07-02 | 2004-07-02 | 2004-07-02 | 2004-07-02 | 2004-07-02 | 2004-07-02 | 1300 | 11700 | 19332
Footing/Foundation, Damproof | 5 | 2008-06-28 | 2008-07-02 | 2008-06-28 | 2008-07-02 | 2004-07-05 | 2004-07-09 | 2004-07-05 | 2004-07-09 | 2004-07-05 | 2004-07-09 | 2004-07-05 | 2004-07-09 | 6229.816 | 56068.344 | 75400.344
Beams, joists, and subfloor | 2 | 2008-07-05 | 2008-07-06 | 7/7//08 | 2008-07-08 | 2004-07-12 | 2004-07-13 | 2004-07-14 | 2004-07-15 | 2004-07-16 | 2004-07-17 | 2004-07-19 | 2004-07-20 | 3453.048 | 31077.432 | 106477.776
Foundation inspection, backfill/grading | 1 | 2008-07-10 | 2008-07-10 | 2008-07-10 | 2008-07-10 | 2004-07-10 | 2004-07-10 | 2004-07-10 | 2004-07-10 | 2004-07-10 | 2004-07-10 | 2004-07-10 | 2004-07-10 | 750 | 6750 | 113227.776
Water & sewer | 3 | 2008-07-12 | 2008-07-14 | 2008-07-12 | 2008-07-14 | 2004-07-15 | 2004-07-17 | 2004-07-15 | 2004-07-17 | 2004-07-15 | 2004-07-17 | 2004-07-15 | 2004-07-17 | 1500 | 13500 | 126727.776
Framing & int. stairs | 5 | 2008-07-07 | 2008-07-12 | 2008-07-13 | 2008-07-17 | 2004-07-19 | 2004-07-23 | 2004-07-24 | 2004-07-26 | 2004-07-27 | 2004-07-31 | 2004-08-02 | 2004-08-06 | 7596.686 | 68370.174 | 195097.95
Driveway and landscaping | 3 | 2008-07-15 | 2008-07-17 | 2008-07-15 | 2008-07-17 | 2004-07-19 | 2004-07-21 | 2004-07-19 | 2004-07-21 | 2004-07-19 | 2004-07-21 | 2004-07-19 | 2004-07-21 | 0 | 0 | 195097.95
Inter. plumbing ground work, chimney, electrical panel | 3 | 2008-07-15 | 2008-07-19 | 2008-07-20 | 2008-07-22 | 2004-07-23 | 2004-07-27 | 2004-07-28 | 2004-07-30 | 2004-08-02 | 2004-08-04 | 2004-08-09 | 2004-08-11 | 7925.3 | 71327.7 | 266425.65
Deck, landings, steps, walks, Window/door pkg. | 5 | 2008-07-13 | 2008-07-17 | 2008-07-19 | 2008-07-23 | 2004-07-24 | 2004-07-29 | 2004-07-30 | 2004-08-04 | 2004-08-05 | 2004-08-09 | 2004-08-10 | 2004-08-14 | 6659.063 | 59931.567 | 326357.217
Roofing | 3 | 2008-07-19 | 2008-07-21 | 2008-07-19 | 2008-07-21 | 2004-08-09 | 2004-08-11 | 2004-08-09 | 2004-08-11 | 2004-08-09 | 2004-08-11 | 2004-08-09 | 2004-08-11 | 1726.393 | 15537.537 | 341894.754
Power & gas service, | 2 | 2008-07-26 | 2008-07-27 | 2008-07-26 | 2008-07-27 | 2004-08-12 | 2004-08-13 | 2004-08-12 | 2004-08-13 | 2004-08-12 | 2004-08-13 | 2004-08-12 | 2004-08-13 | 0 | 0 | 341894.754
Granular fill, floor slab | 3 | 2008-07-26 | 2008-07-28 | 2008-07-29 | 2008-07-31 | 2004-08-12 | 2004-08-14 | 2004-08-16 | 2004-08-18 | 2004-08-19 | 2004-08-21 | 2004-08-23 | 2004-08-25 | 0 | 0 | 341894.754
Int. plumb,heat and electrical rough-ins | 3 | 2008-07-29 | 2008-07-31 | 2008-08-02 | 2008-08-04 | 2004-08-16 | 2004-08-18 | 2004-08-19 | 2004-08-21 | 2004-08-23 | 2004-08-25 | 2004-08-26 | 2004-08-28 | 7925.3 | 71327.7 | 413222.454
Soffit & facia, Exterior Cladding | 5 | 2008-08-02 | 2008-08-06 | 2008-08-07 | 2008-08-12 | 2004-08-13 | 2004-08-18 | 2004-08-19 | 2004-08-24 | 2004-08-25 | 2004-08-30 | 2004-08-31 | 2004-09-04 | 6852.776 | 61674.984 | 474897.438
Insulate and Pre-drywall Inspection | 2 | 2008-08-02 | 2008-08-07 | 2008-08-05 | 2008-08-07 | 2004-08-19 | 2004-08-22 | 2004-08-23 | 2004-08-22 | 2004-08-26 | 2004-09-01 | 2004-08-30 | 2004-09-01 | 2377.04 | 21393.36 | 496290.798
Drywall, Wall panelling | 5 | 2008-08-09 | 2008-08-13 | 2008-08-16 | 2008-08-20 | 2004-08-23 | 2004-08-27 | 2004-08-30 | 2004-09-03 | 2004-09-06 | 2004-09-10 | 2004-09-13 | 2004-09-17 | 4771.284 | 42941.556 | 539232.354
Taping and texture | 5 | 2008-08-16 | 2008-08-20 | 2008-08-23 | 2008-08-27 | 2004-08-30 | 2004-09-03 | 2004-09-06 | 2004-09-10 | 2004-09-13 | 2004-09-17 | 2004-09-20 | 2004-09-24 | 412.838 | 3715.542 | 542947.896
Painting and eavestough | 5 | 2008-08-23 | 2008-08-27 | 2008-08-30 | 2008-09-03 | 2004-09-06 | 2004-09-10 | 2004-09-13 | 2004-09-17 | 2004-09-20 | 2004-09-24 | 2004-09-27 | 2004-10-01 | 890.198 | 8011.782 | 550959.678
Cabinets | 1 | 2008-08-28 | 2008-08-28 | 2008-09-04 | 2008-09-04 | 2004-09-11 | 2004-09-11 | 2004-09-18 | 2004-09-18 | 2004-09-25 | 2004-09-25 | 2004-10-02 | 2004-10-02 | 4710 | 42390 | 593349.678
Underlay and flooring | 5 | 2008-08-30 | 2008-09-03 | 2008-09-06 | 2008-09-10 | 2004-09-13 | 2004-09-17 | 2004-09-20 | 2004-09-24 | 2004-09-27 | 2004-10-01 | 2004-10-04 | 2004-10-08 | 3166.699 | 28500.291 | 621849.969
Plumb, heat,and electrical finish | 3 | 2008-09-06 | 2008-09-08 | 2008-09-13 | 2008-09-15 | 2004-09-20 | 2004-09-22 | 2004-09-27 | 2004-09-29 | 2004-10-04 | 2004-10-06 | 2004-10-11 | 2004-10-13 | 7925.3 | 71327.7 | 693177.669
Interior finishing, tub surround, ceramic tile | 7 | 2008-09-09 | 2008-09-17 | 2008-09-18 | 2008-09-25 | 2004-09-27 | 2004-10-04 | 2004-10-05 | 2004-10-12 | 2004-10-13 | 2004-10-20 | 2004-10-21 | 2004-10-28 | 2675.3727 | 24078.3543 | 717256.0233
Shipping, Frieght, Diffic., Site Cleaning, final cleaning | 1 | 2008-09-20 | 2008-09-20 | 2008-09-27 | 2008-09-27 | 2004-10-05 | 2004-10-05 | 2004-10-13 | 2004-10-13 | 2004-10-21 | 2004-10-21 | 2004-10-29 | 2004-10-29 | 9950 | 89550 | 806806.0233
Final inspection & appliances | 1 | 2008-10-30 | 2008-10-30 | 2008-10-30 | 2008-10-30 | 2004-10-30 | 2004-10-30 | 2004-10-30 | 2004-10-30 | 2004-10-30 | 2004-10-30 | 2004-10-30 | 2004-10-30 | 1870 | 16830 | 823636.0233
Interest, utilities during construction | [13 empty] | 2311.5 | 20803.5 | 844439.5233
Audit, Contingency | [13 empty] | 4089.8557 | 36808.7012 | 881248.2245
[14 empty] | 97916.4694 | 881248.2245
GRAND TOTAL: | [15 empty] | 881248.2245
881248.2245
0